## PIVOT
Sum of PROJ QTY | Column Labels
| 2026 | [5 empty] | 2026 Total | 2027 |  |  |  | 2027 Total | Grand Total
AiM Part #/Description | July | August | September | October | November | December |  | January | February | March | April
0021001000 - BATTERY, AA (DOUBLE A) 1.5 VOLT (SOLD AS PACK OF 4) (HURRICANE ITEM) | [5 empty] | 844 | 844 | [5 empty] | 844
1501001001 - BELT, #AX-80, AX80 (COG TYPE) |  |  | 2 |  |  |  | 2 |  |  | 2 |  | 2 | 4
1501001003 - BELT, #AX-47, AX47 (COG TYPE) |  |  | 1 |  |  |  | 1 |  |  |  | 2 | 2 | 3
1501001025 - BELT, #AX-22, AX22, (COG TYPE) | [5 empty] | 1 | 1 |  |  |  | 1 | 1 | 2
1501001026 - BELT, #AX-24, AX24 (COG TYPE) |  | 1 |  |  |  |  | 1 | 1 | 3 |  | 1 | 5 | 6
1501001027 - BELT, #AX-23, AX23, (COG TYPE) | [9 empty] | 1 | 2 | 3 | 3
1501001039 - FILTER KIT, HYK-001, FOR UNIT MODEL HY-122 | 1 | [5 empty] | 1 | 1 |  |  |  | 1 | 2
1501001041 - BELT, #3L200R | [5 empty] | 1 | 1 | 8 |  |  |  | 8 | 9
1501001042 - BELT, #BX-54, BX54 (COG TYPE) | [10 empty] | 2 | 2 | 2
1501001043 - BELT, #BX-66, BX66 (COG TYPE) |  |  |  | 2 |  |  | 2 |  | 1 |  |  | 1 | 3
1501001049 - BELT, #5VX880 | [9 empty] | 2 |  | 2 | 2
1501001050 - BELT, #5VX860 | [9 empty] | 1 |  | 1 | 1
1501001051 - BELT, #5VX650 | [7 empty] | 3 |  |  |  | 3 | 3
1501001057 - BELT, #4L430 | [8 empty] | 1 |  | 1 | 2 | 2
1501001058 - BELT, #4L270 | [7 empty] | 2 |  | 2 | 1 | 5 | 5
1501001062 - DRAIN CLEANER, CONSUME (12 X 1 QUART BOTTLES PER CASE), UOM IS EACH | [8 empty] | 1 |  |  | 1 | 1
1501001092 - FILTER, 8.875 X 24 X 1, PLEATED MDL 40 HI-CAP MERV 10 (8 7/8 X 24 X 1, 8 7/8X24X1, 8.875X24X1), BUILDING 135 |  | 1 |  |  | 1 |  | 2 |  | 1 |  |  | 1 | 3
1501001093 - FILTER, 8.875 X 33.5 X 1, PLEATED MDL 40 HI-CAP MERV 10 (8 7/8 X 33 1/2 X 1, 8 7/8X33 1/2X1, 8.875X33.5X1) |  | 1 |  |  | 1 |  | 2 |  | 1 |  |  | 1 | 3
1501001094 - FILTER, 20 X 24 X 2, PLEATED MDL 40 HI-CAP MERV 10 (20X24X2, 24X20X2, 24 X 20 X 2)) | 150 | 265 | 43 | 150 | 265 | 51 | 924 | 150 | 265 | 45 | 150 | 610 | 1534
1501001095 - FILTER, 14 X 24 X 2, PLEATED MDL 40 HI-CAP MERV10 (14X24X2, 24X14X2, 24 X 14 X 2)) |  |  | 1 |  |  |  | 1 |  |  | 1 |  | 1 | 2
1501001096 - FILTER, 3-7/8X19-1/4X1, **STUDENT UNION**, PLEATED MDL 40 HI-CAP MERV10 (3 7/8 X 19 1/4 X 1, 3.875X19.25X1) | 2 |  |  | 2 |  |  | 4 |  | 2 |  | 2 | 4 | 8
1501001097 - FILTER, 12X21X1, PLEATED, MERV 11 NON-STANDARD (12 X 21 X 1) |  |  |  | 1 |  |  | 1 |  |  |  | 1 | 1 | 2
1501001098 - FILTER, 14 X 18 X 1, PLEATED MDL 40 HI-CAP MERV 10 (14X18X1) |  | 22 |  |  | 22 |  | 44 |  | 22 |  |  | 22 | 66
1501001100 - FILTER, 18 X 18 X 2, PLEATED MDL 40 HI-CAP MERV 10 (18X18X2) | 2 |  |  | 2 |  |  | 4 | 2 |  |  | 2 | 4 | 8
1501001101 - FILTER, 13-5/8 X 18-5/8 X 1, PLEATED MDL 40 HI-CAP MERV 10 (13 5/8 X 18 5/8 X 1, 13 5/8X18 5/8X1) | 340 |  |  | 340 |  |  | 680 | 340 |  |  | 340 | 680 | 1360
1501001102 - FILTER, 10 X 44 X 1, PLEATED MDL 40 HI-CAP MERV 10 (10X44X1, 44X10X1, 44 X 10 X 1) | 25 |  |  | 25 |  |  | 50 | 25 |  |  | 25 | 50 | 100
1501001103 - FILTER, 17.25 X 34 X 2, PLEATED MDL 40 HI-CAP MERV 10 (17 1/4 X 34 X 2, 17 1/4X34X2) | 8 |  | 32 | 8 |  | 32 | 80 | 8 |  | 32 | 8 | 48 | 128
1501001104 - FILTER, 24 X 30 X 1, PLEATED MDL 40 HI-CAP MERV 10 (24X30X1, 30X24X1, 30 X 24 X 1) |  |  | 1 |  |  |  | 1 |  |  | 1 |  | 1 | 2
1501001106 - FILTER, 15 X 39 X 1, PLEATED MDL 40 HI-CAP MERV10 (15X39X1, 39 X 15 X 1, 39X15X1) | [5 empty] | 1 | 1 | [5 empty] | 1
1501001109 - FILTER, 9 X 24-1/4 X 1 PLEATED MDL 40 STANDARD MERV 10 (9X24 1/4X1, 9X24.25X1, 9 X 24.25 X 1) |  | 224 | 1 |  | 224 | 1 | 450 |  | 224 | 1 |  | 225 | 675
1501001110 - FILTER, 9 X 42 X 1, PLEATED MDL 40 HI-CAP MERV 10 , (9X42X1) | 1 | [5 empty] | 1 | 1 |  |  |  | 1 | 2
1501001111 - FILTER, 18 X 18 X 1, PLEATED MDL 40 HI-CAP MERV 10 (18X18X1) | 14 | 7 | 8 | 14 | 7 | 12 | 62 | 14 | 7 | 12 | 14 | 47 | 109
1501001112 - FILTER, 18 X 24 X 1, PLEATED MDL 40 HI-CAP MERV 10 (18X24X1, 24X18X1, 24 X 18 X 1) | 102 | 2 | 102 | 102 | 2 | 100 | 410 | 102 | 2 | 102 | 102 | 308 | 718
1501001113 - FILTER, 18 X 20 X 1 PLEATED MDL 40 HI-CAP MERV 10 (18X20X1) | 18 | 192 | 49 | 18 | 192 | 49 | 518 | 18 | 192 | 49 | 18 | 277 | 795
1501001114 - FILTER, 7 X 20 X 1, PLEATED MDL 40 HI-CAP MERV 10 (7X20X1) |  |  | 2 |  |  |  | 2 | 2 |  |  |  | 2 | 4
1501001115 - FILTER, 7 X 28 X 1 PLEATED MDL 40 HI-CAP MERV 10 (7X28X1) |  |  | 2 |  |  | 1 | 3 | 2 |  |  |  | 2 | 5
1501001118 - FILTER, 12 X 16 X 2, PLEATED MDL 40 HI-CAP MERV 10 (12X16X2) |  | 5 |  |  | 5 |  | 10 |  | 5 |  |  | 5 | 15
1501001119 - FILTER, 24 X 24 X 2, PLEATED MDL 40 HI-CAP MERV 10 (24X24X2) | 151 | 97 | 24 | 119 | 70 | 18 | 479 | 148 | 89 | 94 | 131 | 462 | 941
1501001120 - FILTER, 20 X 25 X 4, PLEATED MDL 40 HI-CAP MERV 10 (20X25X4) |  | 18 |  |  | 18 |  | 36 |  | 30 |  |  | 30 | 66
1501001121 - FILTER, 20 X 20 X 2, PLEATED MDL 40 STANDARD MERV 10 (20X20X2) | 75 | 161 | 78 | 37 | 207 | 46 | 604 | 73 | 161 | 89 | 37 | 360 | 964
1501001122 - FILTER, 16 X 25 X 2, PLEATED MDL 40 HI-CAP MERV 10 (16X25X2) | 87 | 81 | 40 | 88 | 69 | 38 | 403 | 88 | 70 | 21 | 100 | 279 | 682
1501001123 - FILTER, 16 X 20 X 2, PLEATED MDL 40 HI-CAP MERV 10 (16X20X2) | 22 | 16 | 75 | 19 | 8 | 73 | 213 | 26 | 8 | 59 | 24 | 117 | 330
1501001124 - FILTER, 16 X 24 X 2, PLEATED MDL 40 HI-CAP MERV 10 (16X24X2) |  |  | 8 | 6 |  | 9 | 23 |  |  | 8 | 6 | 14 | 37
1501001125 - FILTER, 12 X 24 X 2, PLEATED MDL 40 HI-CAP MERV 10 (12X24X2) | 39 | 16 | 28 | 37 | 15 | 25 | 160 | 37 | 14 | 26 | 37 | 114 | 274
1501001127 - FILTER, 16 X 16 X 2, PLEATED MDL 40 HI-CAP MERV 10 (16X16X2) | 4 | 8 | 3 |  | 12 | 3 | 30 |  | 8 | 7 |  | 15 | 45
1501001129 - FILTER, 22 X 22 X 1, PLEATED MDL 40 HI-CAP MERV 10 (22X22X1) | 536 |  |  | 536 |  |  | 1072 | 536 |  |  | 536 | 1072 | 2144
1501001130 - FILTER, 20 X 25 X 1,PLEATED MDL 40 HI-CAP MERV 10 (20X25X1) | 3 |  | 3 | 3 |  | 2 | 11 | 3 |  | 2 | 3 | 8 | 19
1501001132 - FILTER, 14 X 14 X1, PLEATED, MERV 11 (14X14X1) |  |  |  | 1 |  |  | 1 |  |  |  | 1 | 1 | 2
1501001133 - FILTER, 20 X 20 X 1, PLEATED MDL 40 STANDARD MERV 10 (20X20X1) | 110 | 38 | 78 | 96 | 31 | 57 | 410 | 125 | 38 | 50 | 100 | 313 | 723
1501001134 - FILTER, 20 X 30 X 1, PLEATED MDL 40 HI-CAP MERV 10 (20X30X1) |  | 5 |  |  | 5 |  | 10 |  | 5 |  |  | 5 | 15
1501001135 - FILTER, 20 X 21 X 1, PLEATED MDL 40 HI-CAP MERV 10 (20X21X1) | 2 |  | 3 | 2 |  | 3 | 10 | 2 |  | 3 | 2 | 7 | 17
1501001139 - FILTER, 16 X 20 X 1, PLEATED MDL 40 HI-CAP MERV 10 (16X20X1) (ACTUAL SIZE: 15-1/2"X19-1/2"X3/4") | 24 | 178 | 130 | 27 | 173 | 110 | 642 | 15 | 174 | 124 | 25 | 338 | 980
1501001140 - FILTER, 12 X 20 X 1, PLEATED MDL 40 HI-CAP MERV 10 (12X20X1) |  |  |  | 4 |  |  | 4 |  | 4 |  |  | 4 | 8
1501001141 - FILTER, 16 X 25 X 1, PLEATED MDL 40 HI-CAP MERV 10 (16X25X1) | 3 | 8 | 12 | 4 | 8 | 22 | 57 | 5 | 9 | 10 | 3 | 27 | 84
1501001142 - FILTER, 16 X 16 X 1, PLEATED MDL 40 HI-CAP MERV 10 (16X16X1) |  | 18 | 6 |  | 9 | 6 | 39 |  | 18 | 6 |  | 24 | 63
1501001143 - FILTER, 14 X 20 X 1, PLEATED MDL 40 HI-CAP MERV 10 (14X20X1) | 173 | 12 | 871 | 175 | 4 | 834 | 2069 | 173 | 12 | 871 | 175 | 1231 | 3300
1501001144 - FILTER, 17 X 22 X 1, PLEATED MDL 40 HI-CAP MERV 10 , (17X22X1, 22X17X1, 22 X 17 X 1) |  |  | 1 |  |  | 1 | 2 |  |  | 1 |  | 1 | 3
1501001145 - FILTER, 24 X 24 X 4, PLEATED MDL 40 HI-CAP MERV 10 (24X24X4) | 20 | 25 | 15 | 20 | 25 | 15 | 120 | 20 | 25 | 15 | 20 | 80 | 200
1501001147 - FILTER, 18 X 24 X 2, PLEATED MDL 40 HI-CAP MERV 10 (18X24X2) | 4 | 2 | 50 | 8 |  | 45 | 109 | 4 | 2 | 45 | 4 | 55 | 164
1501001148 - FILTER, 18 3/4 X 24 X 2, 18-3/4 X 24 2, PLEATED MDL 40 HI-CAP MERV 10 , (18.75 X 24 X X2, 18.75X24X2) |  | 8 |  |  | 8 |  | 16 |  | 8 |  |  | 8 | 24
1501001149 - FILTER, 18 X 30 X 2, PLEATED MDL 40 HI-CAP MERV 10 , (18X30X2) | 4 | 2 |  | 4 | 2 |  | 12 | 4 | 2 |  | 4 | 10 | 22
1501001151 - FILTER, 15 X 20 X 4, 15X20X4, PLEATED MDL 40 HI-CAP MERV 10 |  | 1 |  |  | 1 |  | 2 |  | 1 |  |  | 1 | 3
1501001152 - FILTER, 15 X 25 X 4, PLEATED MDL 40 HI-CAP MERV 10 (15X25X4) |  | 2 |  |  | 2 |  | 4 |  | 2 |  |  | 2 | 6
1501001153 - FILTER, 17.5 X 24.5 X 4, PLEATED MDL 40 HI-CAP MERV 10 (17.5X24.5X4), 17 1/2X24 1/2X4 |  | 4 |  |  | 4 |  | 8 |  | 4 |  |  | 4 | 12
1501001154 - FILTER, 24 X 30 X 2, PLEATED MDL 40 HI-CAP MERV 10 (24X30X2) | 3 | 4 |  | 3 | 4 |  | 14 | 3 | 4 |  | 3 | 10 | 24
1501001155 - FILTER, 20-1/2 X 22 X 2, PLEATED MDL 40 HI-CAP MERV 10 (20.5X22X2) |  |  | 4 |  |  | 4 | 8 |  |  | 4 |  | 4 | 12
1501001156 - FILTER, 18-1/4 X 33 X 2, PLEATED MDL 40 HI-CAP MERV 10 (18.25X33X2) |  |  | 8 |  |  | 8 | 16 |  |  | 8 |  | 8 | 24
1501001157 - FILTER, 18-1/4 X 21-1/2 X 2, PLEATED MDL 40 HI-CAP MERV 10 (18.25X21.5X2) |  |  | 6 |  |  | 6 | 12 |  |  | 6 |  | 6 | 18
1501001158 - FILTER, 20 X 30 X 2, PLEATED MDL 40 HI-CAP MERV 10 (20X30X2) |  |  | 7 |  |  | 3 | 10 |  | 2 | 7 |  | 9 | 19
1501001159 - FILTER, 16X20X1 (ACTUAL SIZE) **SPECIAL FILTER FOR B0016C** DAHU-1, MERV 10 |  | 1 | 1 |  |  | 1 | 3 |  | 1 | 1 |  | 2 | 5
1501001160 - FILTER, 12 X 25 X 2, PLEATED MDL 40 HI-CAP MERV 10(12X25X2) | 28 | 30 | 13 | 4 | 30 | 13 | 118 | 28 | 30 | 13 | 4 | 75 | 193
1501001162 - FILTER, 12 X 24 X 4, PLEATED MDL 40 HI-CAP MERV 10 (12X24X4) | 3 | 9 | 5 | 3 | 9 | 5 | 34 | 3 | 9 | 5 | 3 | 20 | 54
1501001163 - FILTER, 18 X 24 X 4, PLEATED MDL 40 HI-CAP MERV 10 (18X24X4) | 24 | 17 |  | 24 | 17 |  | 82 | 24 | 17 |  | 24 | 65 | 147
1501001167 - FILTER, 12 X 20 X 2, PLEATED MDL 40 HI-CAP MERV 10 (12X20X2) | 6 | 4 | 4 | 6 | 4 | 2 | 26 | 6 | 4 | 4 | 6 | 20 | 46
1501001169 - FILTER, MERV 13, 16 X 20 X 2, PLEATED MDL 40 HI-CAP (16X20X2) | 11 | 13 | 7 | 11 | 13 | 7 | 62 | 11 | 13 | 7 | 11 | 42 | 104
1501001170 - FILTER, MERV 13, 16 X 25 X 2, PLEATED MDL 40 HI-CAP (16X25X2) |  | 1 |  |  | 1 |  | 2 |  | 1 |  |  | 1 | 3
1501001171 - FILTER, MERV 13, 20 X 25 X 2, PLEATED MDL 40 HI-CAP (20X25X2) | 5 |  | 2 | 5 |  | 2 | 14 | 5 |  | 2 | 5 | 12 | 26
1501001174 - FILTER, MERV 13, 24 X 24 X 2, PLEATED MDL 40 HI-CAP (24X24X2) | 88 | 128 | 118 | 88 | 128 | 118 | 668 | 88 | 128 | 118 | 88 | 422 | 1090
1501001175 - FILTER, MERV 13, 16 X 25 X 4, PLEATED MDL 40 HI-CAP (16X25X4) | 12 | 8 | 22 | 17 | 12 | 69 | 140 | 15 | 12 | 22 | 8 | 57 | 197
1501001176 - FILTER, MERV 13, 20 X 20 X 4, PLEATED MDL 40 HI-CAP (20X20X4) | 6 | 6 | 24 | 8 | 12 | 16 | 72 | 6 | 6 | 24 | 6 | 42 | 114
1501001177 - FILTER, MERV 13, 20 X 24 X 4, PLEATED MDL 40 HI-CAP (20X24X4) | 12 | 8 | 24 | 26 | 26 | 24 | 120 | 12 | 8 | 24 | 12 | 56 | 176
1501001178 - FILTER, MERV 13, 24 X 24 X 4, PLEATED MDL 40 HI-CAP (24X24X4) |  |  |  |  | 47 |  | 47 |  | 25 |  | 4 | 29 | 76
1501001179 - FILTER, MERV 13, 20 X 25 X 4, PLEATED MDL 40 HI-CAP (20X25X4) | 11 | 3 | 36 | 20 | 11 | 28 | 109 | 11 | 3 | 36 | 14 | 64 | 173
1501001180 - FILTER, *SPECIAL USE*, MERV 14, 12X24X12,METAL FRAME, DOUBLE HEADER, 331-300-102, 1060300-102 (12 X 24 X 12, 24X12X12, 24 X 12 X 12) |  | 4 |  |  |  |  | 4 | [5 empty] | 4
1501001181 - FILTER, *SPECIAL USE*, MERV 14, 24X24X12, METAL FRAME, DOUBLE HEADER, 331-300-101, 1060300-101 (24 X 24 X 12) |  | 12 |  |  |  |  | 12 |  | 9 |  |  | 9 | 21
1501001185 - FILTER, MERV 13, 12 X 24 X 4, PLEATED MDL 40 HI-CAP (12X24X4) |  |  |  | 3 | 25 |  | 28 |  |  |  | 2 | 2 | 30
1501001190 - FILTER, 12 X 12 X 2, PLEATED MDL 40 HI-CAP MERV 10 (12X12X2) |  | 3 | 2 |  | 3 | 2 | 10 |  | 3 | 2 |  | 5 | 15
1501001191 - FILTER, 9-1/2"X19-1/2"X2" (ACTUAL SIZE), PLEATED MDL 40 HI-CAP MERV 10 (10X20X2) | 38 | 48 |  | 38 | 48 |  | 172 | 38 | 48 |  | 38 | 124 | 296
1501001192 - FILTER, 23.75X26.5X1**SPECIAL USE - STUDENT UNION**, MERV 10, (23.-3/4X26-1/2X1, 23.75 X 26.5 X 1, 23-3/4 X 26-1/2 X 1) | 4 |  |  | 9 |  |  | 13 |  | 9 |  | 4 | 13 | 26
1501001205 - FILTER, MERV 13, 12 X 24 X 2, PLEATED MDL 40 HI-CAP (12X24X2) | 22 | 51 | 29 | 22 | 51 | 29 | 204 | 22 | 51 | 29 | 22 | 124 | 328
1501001206 - FILTER, MERV 13, 20 X 24 X 2, PLEATED MDL 40 HI-CAP (20X24X2) |  | 2 |  |  |  |  | 2 |  | 2 |  |  | 2 | 4
1501001207 - FILTER, MERV 13, 16 X 20 X 4, PLEATED MDL 40 HI-CAP (16X20X4) | 13 | 14 | 21 | 6 | 30 | 73 | 157 | 13 | 14 | 33 | 7 | 67 | 224
1501001208 - FILTER, 23 1/2 X 31 X 4, PLEATED MDL 40 HI-CAP MERV 10 (23 1/2X31X4, 23.5 X 31 X 4, 23.5X31X4) | 10 | 10 |  | 10 | 10 |  | 40 | 10 | 10 |  | 10 | 30 | 70
1501001210 - FILTER, MERV 13, 20 X 20 X 2, PLEATED MDL 40 HI-CAP (20X20X2) | 2 | 2 |  | 2 | 2 |  | 8 | 2 | 2 |  | 2 | 6 | 14
1501001212 - FILTER, MERV 13 (ACTUAL MERV 9A), 20 X 22 X 1, PLEATED MDL 40 HI-CAP (20X22X1) | 1 |  |  | 1 |  |  | 2 | 1 |  |  | 1 | 2 | 4
1501001213 - FILTER, 8 X 16 X 1, PLEATED MDL 40 HI-CAP MERV 10 (8X16X1) |  | 2 |  | 2 | 2 |  | 6 |  | 2 |  | 2 | 4 | 10
1501001244 - VISKON AUTOROLL, 44-1/2 AAF, POLY W/SCRIM FILTER |  |  | 2 |  |  |  | 2 |  |  | 1 |  | 1 | 3
1501001246 - FILTER, 18 X 20 X 2, PLEATED MDL 40 HI-CAP MERV 10 (18X20X2) | 4 |  |  | 6 |  |  | 10 | 2 | 4 |  | 4 | 10 | 20
1501001250 - FILTER, 14 X 24 X 1, PLEATED MDL 40 HI-CAP MERV 10 (14X24X1) | 8 | 59 | 40 | 8 | 60 | 40 | 215 | 8 | 59 | 40 | 8 | 115 | 330
1501001261 - BELT, #3L260 |  |  |  | 1 | 3 |  | 4 | [5 empty] | 4
1501001262 - BELT, #3L270 | [5 empty] | 1 | 1 |  |  | 2 |  | 2 | 3
1501001275 - FILTER, 16.5 X 21.5 X 1, PLEATED MDL 40 STANDARD MERV 10 (16 1/2 X 21 1/2 X 1, 16 1/2X21 1/2X1) | 1 | 50 | 60 | 1 | 50 | 60 | 222 | 1 | 50 | 60 | 1 | 112 | 334
1501001278 - BELT, #4L450 | [8 empty] | 1 |  |  | 1 | 1
1501001279 - BELT, #3L180 |  |  | 1 |  |  |  | 1 |  |  |  | 1 | 1 | 2
1501001280 - BELT, #3L190 |  |  | 1 | 2 |  |  | 3 |  | 1 |  | 3 | 4 | 7
1501001281 - BELT, #3L210 |  |  | 1 |  |  |  | 1 | [5 empty] | 1
1501001282 - BELT, #3L220 | [8 empty] | 2 | 1 |  | 3 | 3
1501001283 - BELT, #3L240 | [8 empty] | 1 |  |  | 1 | 1
1501001285 - BELT, #3L340 | [9 empty] | 2 | 1 | 3 | 3
1501001286 - BELT, 3VX-670 |  |  |  |  | 2 |  | 2 | [5 empty] | 2
1501001289 - BELT, #3VX560 | [9 empty] | 6 |  | 6 | 6
1501001292 - BELT, #4L210 |  | 1 |  | 2 |  |  | 3 |  | 2 |  | 1 | 3 | 6
1501001293 - BELT, #4L220 | [7 empty] | 1 |  |  | 2 | 3 | 3
1501001295 - BELT, #4L240 |  |  |  | 1 |  |  | 1 |  | 1 |  | 1 | 2 | 3
1501001296 - BELT, #4L250 | [8 empty] | 1 |  |  | 1 | 1
1501001297 - BELT, #4L260 | [10 empty] | 1 | 1 | 1
1501001300 - BELT, #4L330 | [10 empty] | 3 | 3 | 3
1501001301 - BELT, #4L360 |  |  |  |  | 1 |  | 1 | [5 empty] | 1
1501001302 - BELT, #4L370 | [10 empty] | 1 | 1 | 1
1501001303 - BELT, #4L390 |  |  |  | 1 |  |  | 1 | [5 empty] | 1
1501001305 - BELT, #4L440 | [5 empty] | 2 | 2 |  |  |  | 1 | 1 | 3
1501001308 - BELT, #4L490 | [7 empty] | 1 |  |  |  | 1 | 1
1501001309 - BELT, #4L520 | [8 empty] | 1 |  |  | 1 | 1
1501001314 - BELT, #5VX450 |  | 2 |  | 3 |  |  | 5 | 3 | 1 |  |  | 4 | 9
1501001315 - BELT, #5VX470 |  |  |  |  | 2 | 1 | 3 | 2 |  |  |  | 2 | 5
1501001316 - BELT, #5VX490 |  | 2 |  | 2 |  |  | 4 | 1 | 3 |  |  | 4 | 8
1501001317 - BELT, #5VX500 | [8 empty] | 2 |  |  | 2 | 2
1501001318 - BELT, #5VX530 |  | 2 | 3 | 2 |  |  | 7 | 3 | 1 |  |  | 4 | 11
1501001320 - BELT, #5VX550 |  | 2 |  |  |  |  | 2 |  | 2 |  |  | 2 | 4
1501001321 - BELT, #5VX570 |  | 4 |  |  |  |  | 4 | [5 empty] | 4
1501001323 - BELT, #5VX600 | [7 empty] | 4 |  |  |  | 4 | 4
1501001328 - BELT, #5VX710 | [10 empty] | 2 | 2 | 2
1501001330 - BELT, #5VX750 | [9 empty] | 4 |  | 4 | 4
1501001332 - BELT, #5VX840 |  |  |  | 15 |  |  | 15 | [5 empty] | 15
1501001333 - BELT, #5VX830 | [9 empty] | 1 |  | 1 | 1
1501001336 - BELT, #5VX1060 |  |  | 16 |  |  |  | 16 |  |  | 16 |  | 16 | 32
1501001337 - BELT, #5VX1180 |  | 2 |  |  |  |  | 2 |  | 2 |  |  | 2 | 4
1501001340 - BELT, AX-18, AX18 (COG TYPE) |  |  | 1 |  |  |  | 1 | [5 empty] | 1
1501001341 - BELT, #AX-25, AX25 (COG TYPE) |  |  |  |  | 1 | 1 | 2 |  | 1 |  |  | 1 | 3
1501001342 - BELT, #AX-26, AX26 (COG TYPE) |  |  | 1 |  | 1 | 1 | 3 |  | 2 |  | 3 | 5 | 8
1501001343 - BELT, #AX-27, AX27 (COG TYPE) |  | 1 |  |  |  |  | 1 |  |  |  | 3 | 3 | 4
1501001346 - BELT, #AX-31, AX31 (COG TYPE) | [5 empty] | 3 | 3 |  |  |  | 1 | 1 | 4
1501001347 - BELT, #AX-32, AX32 (COG TYPE) |  | 4 |  |  |  |  | 4 | 1 |  |  | 2 | 3 | 7
1501001348 - BELT, #AX-34, AX34 (COG TYPE) |  | 2 |  |  | 2 |  | 4 |  | 2 |  | 1 | 3 | 7
1501001350 - BELT, #AX-36, AX36 (COG TYPE) |  |  |  |  | 3 |  | 3 |  |  |  | 1 | 1 | 4
1501001353 - BELT, #AX-40, AX40 (COG TYPE) | [9 empty] | 1 | 3 | 4 | 4
1501001354 - BELT, #AX-41, AX41 (COG TYPE) |  | 1 | 1 |  | 1 | 5 | 8 |  |  |  | 4 | 4 | 12
1501001355 - BELT, #AX-43, AX43 (COG TYPE) |  |  | 2 |  |  |  | 2 |  |  |  | 8 | 8 | 10
1501001357 - BELT, #AX-45, AX45 (COG TYPE) |  | 4 |  |  | 4 | 1 | 9 | 3 | 5 |  |  | 8 | 17
1501001359 - BELT, #AX-49, AX49 (COG TYPE) |  |  |  | 1 |  |  | 1 | [5 empty] | 1
1501001363 - BELT, #AX-53, AX53 (COG TYPE) |  |  |  |  | 1 |  | 1 | [5 empty] | 1
1501001364 - BELT, #AX-60, AX60 (COG TYPE) |  |  |  |  | 1 |  | 1 | [5 empty] | 1
1501001365 - BELT, #AX-63, AX63 (COG TYPE) | [7 empty] | 2 |  |  |  | 2 | 2
1501001367 - BELT, #AX-65, AX65 (COG TYPE) |  |  | 1 |  |  |  | 1 | [5 empty] | 1
1501001369 - BELT, #AX-70, AX70 (COG TYPE) | [5 empty] | 2 | 2 | [5 empty] | 2
1501001373 - BELT, #AX-29, AX29 (COG TYPE) | [9 empty] | 1 |  | 1 | 1
1501001374 - BELT, #AX-21, AX21, (COG TYPE) | [10 empty] | 2 | 2 | 2
1501001375 - BELT, #AX-33, AX33 (COG TYPE) | [8 empty] | 1 |  | 1 | 2 | 2
1501001376 - BELT, #AX-35, AX35 (COG TYPE) |  |  | 1 |  | 54 |  | 55 |  | 1 |  |  | 1 | 56
1501001378 - BELT, #AX-37, AX37 (COG TYPE) |  | 1 |  |  | 1 |  | 2 | [5 empty] | 2
1501001379 - BELT, #AX-38, AX38 (COG TYPE) | 1 |  | 1 |  | 7 |  | 9 | [5 empty] | 9
1501001380 - BELT, #AX-42, AX42 (COG TYPE) |  | 1 | 1 |  | 1 | 3 | 6 |  | 1 | 1 | 4 | 6 | 12
1501001381 - BELT, #AX-44, AX44 (COG TYPE) | [10 empty] | 2 | 2 | 2
1501001382 - BELT, #AX-46, AX46 (COG TYPE) | [9 empty] | 1 | 2 | 3 | 3
1501001383 - BELT, #AX-48, AX48 (COG TYPE) |  |  | 1 |  | 1 |  | 2 | 1 | 1 |  | 1 | 3 | 5
1501001384 - BELT, #AX-50, AX50 (COG TYPE) | [10 empty] | 2 | 2 | 2
1501001385 - BELT, #AX-51, AX51 (COG TYPE) |  |  |  |  | 1 | 1 | 2 | 2 |  |  | 2 | 4 | 6
1501001392 - BELT, #BX-36, BX36 (COG TYPE) | [10 empty] | 1 | 1 | 1
1501001395 - BELT, #BX-40, BX40 (COG TYPE) |  | 2 |  | 2 | 1 | 1 | 6 | 1 | 2 |  |  | 3 | 9
1501001396 - BELT, #BX-41, BX41 (COG TYPE) |  |  |  | 2 |  | 1 | 3 |  | 4 |  | 1 | 5 | 8
1501001398 - BELT, #BX-45, BX45 (COG TYPE) | [7 empty] | 6 |  |  | 1 | 7 | 7
1501001399 - BELT, #BX-46, BX46 (COG TYPE) |  |  |  |  | 1 |  | 1 | 1 | 1 |  | 2 | 4 | 5
1501001400 - BELT, #BX-47, BX47 (COG TYPE) |  | 3 |  |  |  |  | 3 |  | 8 |  |  | 8 | 11
1501001401 - BELT, #BX-52, BX52 (COG TYPE) |  |  |  | 2 |  | 1 | 3 |  | 2 |  | 2 | 4 | 7
1501001403 - BELT, #BX-56, BX56 (COG TYPE) | [10 empty] | 2 | 2 | 2
1501001405 - BELT, #BX-59, BX59 (COG TYPE) |  |  | 6 | 2 |  |  | 8 | 2 | 3 |  |  | 5 | 13
1501001409 - BELT, #BX-158, BX158 (COG TYPE) |  |  | 4 |  |  |  | 4 | [5 empty] | 4
1501001411 - BELT, #BX-55, BX55 (COG TYPE) |  |  | 3 |  |  |  | 3 |  |  |  | 2 | 2 | 5
1501001412 - BELT, #BX-58, BX58 (COG TYPE) |  |  | 1 | 1 | 2 |  | 4 |  |  |  | 4 | 4 | 8
1501001414 - BELT, #BX-61, BX61 (COG TYPE) |  |  | 2 |  |  |  | 2 |  |  | 1 | 2 | 3 | 5
1501001415 - BELT, #BX-62, BX62 (COG TYPE) | [8 empty] | 1 |  |  | 1 | 1
1501001416 - BELT, #BX-63, BX63 (COG TYPE) | [8 empty] | 1 | 2 |  | 3 | 3
1501001417 - BELT, #BX-64, BX64 (COG TYPE) |  |  |  | 1 |  |  | 1 |  |  | 6 |  | 6 | 7
1501001418 - BELT, #BX-65, BX65 (COG TYPE) |  |  | 2 |  |  |  | 2 |  |  |  | 2 | 2 | 4
1501001419 - BELT, #BX-67, BX67 (COG TYPE) | [5 empty] | 2 | 2 | [5 empty] | 2
1501001423 - BELT, #BX-77, BX77 (COG TYPE) | [8 empty] | 2 |  |  | 2 | 2
1501001424 - BELT, #BX-78, BX78 (COG TYPE) | [7 empty] | 2 |  |  |  | 2 | 2
1501001425 - BELT, #BX-82, BX82 (COG TYPE) |  |  | 2 |  |  |  | 2 |  |  | 2 |  | 2 | 4
1501001428 - BELT, #BX-72, BX72 (COG TYPE) |  |  |  | 2 |  |  | 2 |  |  | 2 |  | 2 | 4
1501001429 - BELT, #BX-71, BX71 (COG TYPE) |  |  |  | 2 |  |  | 2 | 2 |  |  |  | 2 | 4
1501001430 - BELT, #BX-73, BX73 (COG TYPE) | [9 empty] | 2 |  | 2 | 2
1501001431 - BELT, #BX-74, BX74 (COG TYPE) |  |  | 2 |  |  |  | 2 | 2 |  | 2 |  | 4 | 6
1501001433 - BELT, #BX-76, BX76 (COG TYPE) | [9 empty] | 2 |  | 2 | 2
1501001434 - BELT, #BX-80, BX80 (COG TYPE) | [8 empty] | 2 | 4 |  | 6 | 6
1501001435 - BELT, #BX-81, BX81 (COG TYPE) | [5 empty] | 1 | 1 | 3 | 2 | 1 |  | 6 | 7
1501001436 - BELT, #BX-85, BX85 (COG TYPE) |  |  | 2 | 4 | 2 |  | 8 | 1 |  | 2 |  | 3 | 11
1501001439 - BELT, #BX-94, BX94 (COG TYPE) |  |  |  | 2 |  |  | 2 | [5 empty] | 2
1501001440 - BELT, #BX-97, BX97 (COG TYPE) |  |  |  |  | 4 |  | 4 | [5 empty] | 4
1501001441 - BELT, #BX-98, BX98 (COG TYPE) |  |  | 2 |  |  |  | 2 | [5 empty] | 2
1501001442 - BELT, #BX-100, BX100 (COG TYPE) |  |  | 4 |  |  |  | 4 | [5 empty] | 4
1501001444 - BELT, #BX-105, BX105 (COG TYPE) |  |  |  | 2 |  |  | 2 | [5 empty] | 2
1501001448 - BELT, #BX-144, BX144 (COG TYPE) | [9 empty] | 7 |  | 7 | 7
1501001449 - BELT, #BX-112, BX112 (COG TYPE) | [9 empty] | 6 |  | 6 | 6
1501001453 - BELT, #BX-28, BX28 (COG TYPE) | [5 empty] | 1 | 1 | [5 empty] | 1
1501001454 - BELT, #BX-38, BX38 (COG TYPE) | [10 empty] | 2 | 2 | 2
1501001455 - BELT, #BX-42, BX42 (COG TYPE) | [10 empty] | 2 | 2 | 2
1501001459 - BELT, #BX-48, BX48 (COG TYPE) |  |  |  | 6 | 6 |  | 12 |  | 2 |  | 1 | 3 | 15
1501001460 - BELT, #BX-50, BX50 (COG TYPE) | [8 empty] | 1 |  | 2 | 3 | 3
1501001461 - BELT, #BX-51, BX51 (COG TYPE) | [5 empty] | 1 | 1 |  | 2 |  |  | 2 | 3
1501001464 - BELT, #BX-93, BX93 (COG TYPE) | [7 empty] | 3 |  |  |  | 3 | 3
1501001466 - BELT, #BX-120, BX120 (COG TYPE) | [9 empty] | 2 |  | 2 | 2
1501001468 - BELT, #BX-195, BX195 FOR COOLING TOWER |  |  | 3 |  |  |  | 3 | [5 empty] | 3
1501001476 - BELT, #BX-83, BX83 (COG TYPE) | [8 empty] | 2 |  |  | 2 | 2
1501001478 - FILTER, 24 X 24 X 12, METAL FRAME, NO HEADER, (24X24X12) MERV 14 |  | 24 | 24 | 44 |  | 24 | 116 | 8 | 12 |  |  | 20 | 136
1501001479 - FILTER, 12 X 24 X 12, METAL FRAME, NO HEADER, (12X24X12, 24X12X12. 24 X 12 X 12) MERV 14 |  | 8 | 8 | 10 |  |  | 26 | 4 | 4 |  |  | 8 | 34
1501001481 - FILTER, 15 X 30 X 2, PLEATED MDL 40 HI-CAP MERV 10 (15X30X2) | 8 |  | 34 | 8 |  | 34 | 84 | 8 |  | 34 | 8 | 50 | 134
1501001483 - BELT, #BX-44, BX44 (COG TYPE) | [5 empty] | 3 | 3 | 1 |  |  |  | 1 | 4
1501001484 - BELT, #BX-43, BX43 (COG TYPE) | [5 empty] | 1 | 1 | [5 empty] | 1
1501001486 - FILTER, 10 X 24 X 2, PLEATED MDL 40 HI-CAP MERV 10 (10X24X2) |  | 1 |  |  | 1 |  | 2 |  | 1 |  |  | 1 | 3
1501001487 - FILTER, 30/30, DUAL 9, HIGH-CAPACITY, MERV 9, 20X35X2 | 2 |  |  | 4 | 6 | 14 | 26 | 2 |  |  | 6 | 8 | 34
1501001488 - FILTER, 30/30, DUAL 9, HIGH-CAPACITY, MERV 9, 12.5X20X2 |  |  |  | 16 |  |  | 16 |  |  |  | 16 | 16 | 32
1501001489 - FILTER, 30/30, DUAL 9, HIGH-CAPACITY, MERV 9, 10X20X2 |  |  | 2 |  |  |  | 2 |  |  | 2 |  | 2 | 4
1501001490 - FILTER, 30/30, DUAL 9, HIGH-CAPACITY, MERV 9, 18X24X2 |  |  |  |  | 6 |  | 6 | [5 empty] | 6
1501001491 - FILTER, 20 X 34 X 1, PLEATED MDL 40 HI-CAP MERV 10 (20X34X1) | 4 |  | 8 | 4 |  | 8 | 24 | 4 |  | 8 | 4 | 16 | 40
1501001494 - BELT, #AX-20, AX20 (COG TYPE) | [7 empty] | 1 | 1 |  | 3 | 5 | 5
1501001495 - BELT , #AX-52, AX52 (COG TYPE) | [10 empty] | 2 | 2 | 2
1501001496 - FILTER ELEMENT (FXUSC) FOR GE SMART (GXWH04F) / FILTER ELEMENT (FXUSC) FOR GE SMART (GXWH04F) |  | 1 |  |  |  |  | 1 |  | 1 |  |  | 1 | 2
1501001506 - FILTER, 9 INCH X 33 INCH X 1 INCH, PLEATED MDL 40 HI-CAP MERV 10 (9X33X1) |  | 2 |  |  | 2 |  | 4 |  | 2 |  |  | 2 | 6
1501001507 - FILTER, 16 INCH X 33 INCH X 1 INCH, PLEATED MDL 40 HI-CAP MERV 10 (16X33X1) | 1 |  |  | 1 |  |  | 2 |  | 1 |  | 1 | 2 | 4
1501001508 - BELT, #5VX1120 |  |  | 2 |  |  |  | 2 | [5 empty] | 2
1501001509 - BELT, #5VX1277 | [9 empty] | 2 |  | 2 | 2
1501001510 - BELT, #5VX1320 | [9 empty] | 4 |  | 4 | 4
1501001529 - FILTER, 8.875 X 61.125 X 1, PLEATED MDL 40 HI-CAP MERV 10 (8 7/8 X 61 1/8 X1, 8 7/8X61 1/8X1, 8.875X61.125X1) |  | 2 | 1 |  | 2 |  | 5 | 1 | 2 |  |  | 3 | 8
1501001534 - FILTER, 12 X 24 X 1, PLEATED MDL 40 HI-CAP MERV 10 (12X24X1) |  | 1 | 7 |  | 1 | 9 | 18 |  | 1 | 7 |  | 8 | 26
1501001550 - FILTER, 18 X 25 X 1, (18X25X1), PLEATED MDL 40 HI-CAP MERV 10 | 4 |  | 60 | 4 |  | 60 | 128 | 4 |  | 60 | 4 | 68 | 196
1501001553 - FILTER, 16 X 30 X 2, PLEATED MDL 40 HI-CAP MERV 10 (16X30X2) |  | 1 | 2 |  | 1 | 2 | 6 |  | 1 | 2 |  | 3 | 9
1501001558 - BELT, #5VX740 | [7 empty] | 4 |  |  |  | 4 | 4
1501001559 - FILTER, 16 X 20 X 4, PLEATED MDL 40 HI-CAP MERV 10 (16X20X4) |  | 11 |  | 4 | 11 | 6 | 32 |  | 12 |  |  | 12 | 44
1501001560 - BELT, #5VX800 |  |  | 2 |  |  |  | 2 | [5 empty] | 2
1501001594 - FILTER, 20 X 20 X 4, PLEATED MDL 40 HI-CAP MERV 10 (20X20X4) | 2 | 1 | 7 |  | 1 | 1 | 12 | 2 | 1 | 7 |  | 10 | 22
1501001617 - FILTER, 20 X 24 X 1, PLEATED MDL 40 HI-CAP MERV 10 (20X24X1) | 3 | 3 | 3 | 2 | 3 | 4 | 18 | 4 | 3 | 3 | 2 | 12 | 30
1501001619 - FILTER, 15 X 20 X 2, PLEATED MDL 40 HI-CAP MERV 10 (15X20X2) | 8 | 1 |  | 8 | 1 |  | 18 | 8 | 1 |  | 8 | 17 | 35
1501001620 - FILTER, 14 INCHES X 25 INCHES X 2 INCHES, PLEATED MDL 40 HI-CAP MERV 10 (14X25X2) |  |  | 2 |  |  | 2 | 4 |  |  | 2 |  | 2 | 6
1501001621 - FILTER, 15 X 25 X 2, PLEATED MDL 40 HI-CAP MERV 10 (15X25X2) |  | 2 |  |  | 2 |  | 4 |  | 2 |  |  | 2 | 6
1501001870 - FILTER, 6 X 12 X 1, PLEATED MDL 40 HI-CAP MERV 10 (6X12X1, 12X6X1) |  | 2 |  |  | 2 |  | 4 |  | 2 |  |  | 2 | 6
1501001872 - FILTER, 12 X 14 X 1, PLEATED MDL 40 HI-CAP MERV 10 (12X14X1, 14X12X1) |  | 2 |  |  | 2 |  | 4 |  | 2 |  |  | 2 | 6
1501001873 - FILTER, 18 X 32 X 2, PLEATED MDL 40 HI-CAP MERV 10 (18X32X2, 32X18X2) |  | 1 |  | 1 | 1 |  | 3 |  | 2 |  |  | 2 | 5
1501001876 - FILTER, 16 X 24 X 1, PLEATED MDL 40 HI-CAP MERV 10 (16X24X1) | 2 |  |  | 2 |  |  | 4 | 2 |  |  | 2 | 4 | 8
1501001878 - FILTER, 10 X 24 X 1, PLEATED MDL 40 HI-CAP MERV 10 (10X24X1, 24X10X1) |  | 1 |  |  |  |  | 1 |  | 1 |  |  | 1 | 2
1501001879 - FILTER, 14 X 34 X 1, PLEATED MDL 40 HI-CAP MERV 10 (14X34X1, 34X14X1) |  | 1 |  |  |  |  | 1 |  | 1 |  |  | 1 | 2
1501001880 - FILTER, 10 X 32 X 1, PLEATED MDL 40 HI-CAP MERV 10 (10X32X1) | 3 |  |  |  | 1 | 1 | 5 | 2 |  | 1 |  | 3 | 8
1501001881 - FILTER, 22 X 24 X 1, PLEATED MDL 40 HI-CAP MERV 10 (22X24X1) | 2 | 3 | 3 | 2 | 3 | 4 | 17 | 2 | 3 | 3 | 2 | 10 | 27
1501001882 - FILTER, 14 X 35 X 1, PLEATED MDL 40 HI-CAP MERV 10 (14X35X1, 35X14X1) |  | 1 |  |  | 1 |  | 2 |  | 1 |  |  | 1 | 3
1501001883 - FILTER, 17 X 30 X 1, PLEATED MDL 40 HI-CAP MERV 10 (17X30X1) |  |  | 10 |  |  | 10 | 20 |  |  | 10 |  | 10 | 30
1501001884 - FILTER, 10X18X1, PLEATED MDL 40 HI-CAP MERV 10 (10 X 18 X 1) | 8 | 6 | 12 | 14 | 12 | 6 | 58 | 8 | 12 | 12 | 14 | 46 | 104
1501001908 - FILTER, 12 X 46 X 1, PLEATED MDL 40 HI-CAP MERV 10 , (12X46X1), CREOL | 2 |  |  |  | 2 |  | 4 |  |  | 2 |  | 2 | 6
1501001910 - FILTER, 20 X 25 X 2, PLEATED MDL 40 HI-CAP MERV 10 (20X25X2) | 37 | 36 | 24 | 40 | 36 | 14 | 187 | 37 | 46 | 24 | 36 | 143 | 330
1501001911 - FILTER, 16 X 25 X 4, PLEATED MDL 40 HI-CAP MERV 10 (16X25X4) | 7 | 14 | 7 | 23 | 14 | 9 | 74 | 7 | 18 | 7 |  | 32 | 106
1501001912 - FILTER, 16X24X4, PLEATED MDL 40 HI-CAP MERV 10 (16 X 24 X 4) | [5 empty] | 1 | 1 | [5 empty] | 1
1501001913 - FILTER, 28 1.2 X 29 1/2 X 4, PLEATED MDL 40 HI-CAP MERV 10 (28.5X29.5X4) |  | 2 |  | 2 | 2 |  | 6 |  | 2 |  | 2 | 4 | 10
1501001924 - FILTER, 16 X 22 X 1, PLEATED MDL 40 HI-CAP MERV 10 (16X22X1) | 2 |  | 1 | 4 |  |  | 7 |  | 4 |  | 2 | 6 | 13
1501001927 - FILTER, **SPECIAL USE FILTER - BENNETT BUILDING** 19-7/8 X 21-1/2 X 7/8, PLEATED MDL 40 HI-CAP MERV 10 (19-7/8X21-1/2X7/8) |  |  | 3 |  |  | 3 | 6 |  |  | 3 |  | 3 | 9
1501001928 - FILTER, 20 X 22 X 1, PLEATED MDL 40 HI-CAP MERV 10 (20X22X1) | 9 | 3 | 12 | 9 | 3 | 12 | 48 | 10 | 5 | 12 | 7 | 34 | 82
1501001930 - FILTER, 28.5 X 29.5 X 2, PLEATED MDL 40 HI-CAP MERV 10 (28.5X29.5X2, 28 1/2 X 29 1/2 X 2, 28 1/2X29 1/2X2) | 4 | 2 |  | 4 | 2 |  | 12 | 4 | 2 |  | 4 | 10 | 22
1501001931 - FILTER, 8 X 34 X 1, PLEATED MDL 40 HI-CAP MERV 10 (8X34X1) | [5 empty] | 1 | 1 | [5 empty] | 1
1501001932 - FILTER, 9 X 30 X 1, PLEATED MDL 40 HI-CAP MERV 10 (9X30X1) |  |  | 2 |  |  | 2 | 4 |  |  | 2 |  | 2 | 6
1501002001 - FILTER, 21.375X31.5X2.0, MERV 11 (21 3/8 X 31 1/2 X 2) |  |  | 6 |  |  | 8 | 14 |  |  | 6 |  | 6 | 20
1501002079 - BELT, #BX-49, BX49 (COG TYPE) |  |  |  | 1 |  |  | 1 | [5 empty] | 1
1501002083 - BELT, #5VX1150 | [9 empty] | 2 |  | 2 | 2
1501002085 - BELT, #3VX710 | [9 empty] | 5 |  | 5 | 5
1501002107 - BELT, #BX-34, BX34 (COG TYPE) | [10 empty] | 1 | 1 | 1
1501002108 - BELT, #BX-57, BX57 (COG TYPE) |  |  |  |  | 1 |  | 1 | [5 empty] | 1
1501002200 - FILTER, BAG, 12X24X12, HEIGHT X WIDTH X DEPTH, (HORIZONTAL CONFIGURATION), MERV14A, CAMFIL 10P, 405619F12 |  |  | 39 | 41 | 58 | 48 | 186 | 16 | 14 | 68 | 47 | 145 | 331
1501002201 - FILTER, BAG, 12X20X12, HEIGHT X WIDTH X DEPTH, (HORIZONTAL CONFIGURATION), MERV14A, CAMIL 10P, (REPLACES 1501001098) |  |  | 3 |  |  |  | 3 |  | 6 |  |  | 6 | 9
1501002202 - FILTER, BAG, 24X12X12, HEIGHT X WIDTH X DEPTH, (VERTICAL CONFIGURATION), MERV14A, CAMFIL 5P, 405619C12 | 3 | 5 | 8 | 11 | 5 | 2 | 34 | 34 | 7 | 42 | 10 | 93 | 127
1501002203 - FILTER, BAG, 20X12X12, HEIGHT X WIDTH X DEPTH, (VERTICAL CONFIGURATION), MERV14A, CAMIL 10P, (REPLACES 1501001098) |  |  |  | 2 |  |  | 2 | [5 empty] | 2
1501002204 - FILTER, BAG, 20X20X12, MERV14A, CAMFIL 8P, 405619D12 (REPLACES 1501001202) |  | 16 | 34 | 10 | 19 |  | 79 | 12 | 26 | 23 | 42 | 103 | 182
1501002206 - FILTER, BAG, 20X24X12, HEIGHT X WIDTH X DEPTH, (HORIZONTAL CONFIGURATION), MERV14A, CAMFIL 10P, 405619E12 (REPLACES 1501003005) |  | 12 | 45 | 30 | 2 | 6 | 95 | 26 | 42 | 30 | 20 | 118 | 213
1501002208 - FILTER, BAG, 24X20X12, HEIGHT X WIDTH X DEPTH, (VERTICAL CONFIGURATION), MERV14A, CAMFIL 8P, 405619B12 (REPLACES 1501003005) | 1 |  | 2 | 19 | 13 | 7 | 42 | 32 | 27 | 15 | 23 | 97 | 139
1501002210 - FILTER, BAG, 24X24X12, MERV14A, CAMFIL 10P, 405619A12 | 12 | 33 | 147 | 179 | 176 | 92 | 639 | 227 | 111 | 364 | 91 | 793 | 1432
1501002214 - FILTER, 21.5 X 23.5 X 1, PLEATED MDL 40 HI-CAP MERV 10 (21.5X23.5X1, 21 1/2 X 23 1/2 X 1, 21 1/2X23 1/2X1) | 3 |  | 2 | 3 |  | 1 | 9 | 3 |  | 2 | 3 | 8 | 17
1501002230 - FILTER, 30/30, DUAL 9, HIGH-CAPACITY, MERV 9, 12X20X2 |  |  | 6 |  |  |  | 6 |  |  | 8 |  | 8 | 14
1501002231 - FILTER, 30/30, DUAL 9, HIGH-CAPACITY, MERV 9, 12X24X2 | 16 | 34 | 31 | 32 | 89 | 22 | 224 | 18 | 36 | 35 | 26 | 115 | 339
1501002232 - FILTER, 30/30, DUAL 9, HIGH-CAPACITY, MERV 9, 20X20X2 | 8 | 38 | 96 | 29 | 44 | 22 | 237 | 8 | 38 | 104 | 27 | 177 | 414
1501002233 - FILTER, 30/30, DUAL 9, HIGH-CAPACITY, MERV 9, 20X24X2 | 44 | 54 | 72 | 114 | 70 | 19 | 373 | 44 | 17 | 76 | 42 | 179 | 552
1501002234 - FILTER, 30/30, DUAL 9, HIGH-CAPACITY, MERV 9, 24X24X2 | 69 | 150 | 351 | 113 | 162 | 199 | 1044 | 87 | 163 | 279 | 108 | 637 | 1681
1501002235 - FILTER, 30/30, DUAL 9, HIGH-CAPACITY, MERV 9, 16X20X2 | 20 | 18 | 116 | 39 | 78 | 25 | 296 | 14 | 26 | 128 | 37 | 205 | 501
1501002236 - FILTER, 30/30, DUAL 9, HIGH-CAPACITY, MERV 9, 16X25X2 | 43 | 31 | 26 | 56 | 34 | 33 | 223 | 43 | 41 | 32 | 52 | 168 | 391
1501002237 - FILTER, 30/30, DUAL 9, HIGH-CAPACITY, MERV 9, 20X25X2 | 67 | 64 | 42 | 64 | 83 | 35 | 355 | 67 | 64 | 48 | 61 | 240 | 595
1501002238 - FILTER, 30/30, DUAL 9, HIGH-CAPACITY, MERV 9, 16X24X2 | 6 | [5 empty] | 6 | 6 |  |  |  | 6 | 12
1501002239 - FILTER, 30/30, DUAL 9, HIGH-CAPACITY, MERV 9, 12X24X4 | 3 | 7 |  | 9 | 7 | 3 | 29 | 3 | 7 |  | 6 | 16 | 45
1501002240 - FILTER, 30/30, DUAL 9, HIGH-CAPACITY, MERV 9, 16X24X4 |  |  |  |  | 18 |  | 18 | [5 empty] | 18
1501002241 - FILTER, 30/30, DUAL 9, HIGH-CAPACITY, MERV 9, 20X20X4 |  |  |  | 6 |  |  | 6 |  |  |  | 6 | 6 | 12
1501002242 - FILTER, 30/30, DUAL 9, HIGH-CAPACITY, MERV 9, 20X24X4 |  |  |  | 7 |  |  | 7 |  |  |  | 1 | 1 | 8
1501002245 - FILTER, 15 X 28 X 4, PLEATED MDL 40 HI-CAP MERV 10 (15X28X4) |  | 4 |  |  | 4 |  | 8 |  | 4 |  |  | 4 | 12
1501002246 - BELT, #4L410 |  | 2 |  |  |  |  | 2 |  | 2 |  |  | 2 | 4
1501002247 - FILTER, 30/30, DUAL 9, HIGH-CAPACITY, MERV 9, 24X24X4 | 24 | 89 | 12 | 25 | 89 | 17 | 256 | 12 | 89 | 12 | 25 | 138 | 394
1501002250 - FILTER, 30/30, DUAL 9, HIGH-CAPACITY, MERV 9, 16X20X4 |  |  |  | 4 |  | 2 | 6 |  |  |  | 2 | 2 | 8
1501002251 - FILTER, 30/30, DUAL 9, HIGH-CAPACITY, MERV 9, 22X36X2 | 2 | 2 | 2 | 2 | 2 | 2 | 12 | 2 | 2 | 2 | 2 | 8 | 20
1501002252 - FILTER, 30/30, DUAL 9, HIGH-CAPACITY, MERV 9, 30X36X2 | 2 | 2 | 2 | 2 | 2 | 2 | 12 | 2 | 2 | 2 | 2 | 8 | 20
1501002253 - FILTER, 30/30, DUAL 9, HIGH-CAPACITY, MERV 9, 22X36X4 | 2 | 2 | 2 | 2 | 2 | 2 | 12 | 2 | 2 | 2 | 2 | 8 | 20
1501002281 - BELT, #AX-89, AX89 (COG TYPE) | [7 empty] | 1 |  |  |  | 1 | 1
1501003007 - FILTER, 20 X 24 X 4, PLEATED MDL 40 HI-CAP MERV 10 (20X24X4) | 14 | 48 | 13 | 10 | 48 | 13 | 146 | 10 | 48 | 13 | 10 | 81 | 227
1501003009 - FILTER, 14 INCH X 20 INCH X 2 INCH, PLEATED MDL 40 HI-CAP MERV 10 (14X20X2, 14 X 20 X 2) | 19 | 34 |  | 19 | 34 |  | 106 | 19 | 34 |  | 19 | 72 | 178
1501003017 - BELT,#C158 V-BELT 162.2 INCHES |  |  | 4 |  |  |  | 4 | [5 empty] | 4
1501003025 - FILTER, 20 X 20 X 4, MERV 14, (20X20X4) (TRANE PART #FLR07855) | [5 empty] | 18 | 18 |  |  | 2 |  | 2 | 20
1501003026 - FILTER, 20 X 24 X 4, MERV 14, (20X24X4) (TRANE PART #FLR07856) |  |  | 2 |  |  | 9 | 11 |  |  | 4 |  | 4 | 15
1501003029 - FILTER, 12 X 24 X 4, MERV 14, (12X24X4) |  |  | 18 |  | 2 | 10 | 30 |  | 3 | 10 |  | 13 | 43
1501003031 - FILTER, 20 X 25 X 4, MERV 14, (20X25X4) |  |  | 10 |  |  | 40 | 50 | 4 | 4 |  |  | 8 | 58
1501003032 - FILTER, 24 X 24 X 4, MERV 14, (24X24X4) |  | 24 | 64 |  | 4 | 33 | 125 |  | 2 | 30 |  | 32 | 157
1501003038 - FILTER, 30/30, DUAL 9, HIGH-CAPACITY, MERV 9, 22X29X2 | 2 | 2 | 2 | 2 | 2 | 2 | 12 | 2 | 2 | 2 | 2 | 8 | 20
1501003039 - FILTER, 30/30, DUAL 9, HIGH-CAPACITY, MERV 9, 22X29X4 | 2 | 2 | 2 | 2 | 2 | 2 | 12 | 2 | 2 | 2 | 2 | 8 | 20
1501003049 - HUMIDIFIER STEAM CYLINDER, 311 CYLINDER, 20LBS/HR, 440-600V/3PH | [5 empty] | 4 | 4 | [5 empty] | 4
1540001344 - CARTRIDGE, ICE MAKER CARTRIDGE, (AQUA-PURE AP717) IRON PIPE THRD ON BOTH SIDES |  |  | 1 |  |  |  | 1 |  |  | 1 |  | 1 | 2
1540002001 - FILTER, WATER. C-CYST-FF CARTRIDGE, 3M AQUA-PURE | [5 empty] | 2 | 2 | [5 empty] | 2
1540002020 - FILTER, REFRIGERATOR, SUB-ZERO, REPLACEMENT WATER AND AIR FILTER COMBO PACK 4204490 7007067, BURNETT HOUSE, PRESIDENT'S HOUSE | 1 | [5 empty] | 1 | 1 |  |  |  | 1 | 2
Grand Total | 2704 | 2748 | 3565 | 3270 | 3256 | 3850 | 19393 | 3114 | 2974 | 3761 | 3046 | 12895 | 32288

## Report
TEMP ID | PHASE | ASSET TAG | PROJ DATE | PART | PART DESCRIPTION | PART/DESC | Column3 | Column4 | Column5 | PROJ QTY | Column6 | UNIT COST | PROJ TOTAL COST | Month | Year
B0156-ERV-SA | 001 | 000000130172 | 2026-09-14 00:20 | 1501002232 | FILTER, 30/30, DUAL 9, HIGH-CAPACITY, MERV 9, 20X20X2 | 1501002232 - FILTER, 30/30, DUAL 9, HIGH-CAPACITY, MERV 9, 20X20X2 |  |  |  | 16 |  | 0 | 0 | September | 2026
B0156-ERV-SA | 001 | 000000130183 | 2026-09-14 00:20 | 1501002232 | FILTER, 30/30, DUAL 9, HIGH-CAPACITY, MERV 9, 20X20X2 | 1501002232 - FILTER, 30/30, DUAL 9, HIGH-CAPACITY, MERV 9, 20X20X2 |  |  |  | 6 |  | 0 | 0 | September | 2026
B0156-ERV-SA | 001 | 000000130184 | 2026-09-14 00:20 | 1501002232 | FILTER, 30/30, DUAL 9, HIGH-CAPACITY, MERV 9, 20X20X2 | 1501002232 - FILTER, 30/30, DUAL 9, HIGH-CAPACITY, MERV 9, 20X20X2 |  |  |  | 8 |  | 0 | 0 | September | 2026
B0157-ERV-SA | 001 | 000000131200 | 2026-09-14 00:20 | 1501002232 | FILTER, 30/30, DUAL 9, HIGH-CAPACITY, MERV 9, 20X20X2 | 1501002232 - FILTER, 30/30, DUAL 9, HIGH-CAPACITY, MERV 9, 20X20X2 |  |  |  | 6 |  | 0 | 0 | September | 2026
B0157-ERV-SA | 001 | 000000131201 | 2026-09-14 00:20 | 1501002232 | FILTER, 30/30, DUAL 9, HIGH-CAPACITY, MERV 9, 20X20X2 | 1501002232 - FILTER, 30/30, DUAL 9, HIGH-CAPACITY, MERV 9, 20X20X2 |  |  |  | 16 |  | 0 | 0 | September | 2026
B0158-ERV-SA | 001 | 000000132235 | 2026-09-14 00:20 | 1501002232 | FILTER, 30/30, DUAL 9, HIGH-CAPACITY, MERV 9, 20X20X2 | 1501002232 - FILTER, 30/30, DUAL 9, HIGH-CAPACITY, MERV 9, 20X20X2 |  |  |  | 16 |  | 0 | 0 | September | 2026
B0158-ERV-SA | 001 | 000000132238 | 2026-09-14 00:20 | 1501002232 | FILTER, 30/30, DUAL 9, HIGH-CAPACITY, MERV 9, 20X20X2 | 1501002232 - FILTER, 30/30, DUAL 9, HIGH-CAPACITY, MERV 9, 20X20X2 |  |  |  | 8 |  | 0 | 0 | September | 2026
B0158-ERV-SA | 001 | 000000132239 | 2026-09-14 00:20 | 1501002232 | FILTER, 30/30, DUAL 9, HIGH-CAPACITY, MERV 9, 20X20X2 | 1501002232 - FILTER, 30/30, DUAL 9, HIGH-CAPACITY, MERV 9, 20X20X2 |  |  |  | 6 |  | 0 | 0 | September | 2026
B0156-ERV-SA | 001 | 000000130172 | 2027-03-08 00:20 | 1501002232 | FILTER, 30/30, DUAL 9, HIGH-CAPACITY, MERV 9, 20X20X2 | 1501002232 - FILTER, 30/30, DUAL 9, HIGH-CAPACITY, MERV 9, 20X20X2 |  |  |  | 16 |  | 0 | 0 | March | 2027
B0156-ERV-SA | 001 | 000000130183 | 2027-03-08 00:20 | 1501002232 | FILTER, 30/30, DUAL 9, HIGH-CAPACITY, MERV 9, 20X20X2 | 1501002232 - FILTER, 30/30, DUAL 9, HIGH-CAPACITY, MERV 9, 20X20X2 |  |  |  | 6 |  | 0 | 0 | March | 2027
B0156-ERV-SA | 001 | 000000130184 | 2027-03-08 00:20 | 1501002232 | FILTER, 30/30, DUAL 9, HIGH-CAPACITY, MERV 9, 20X20X2 | 1501002232 - FILTER, 30/30, DUAL 9, HIGH-CAPACITY, MERV 9, 20X20X2 |  |  |  | 8 |  | 0 | 0 | March | 2027
B0157-ERV-SA | 001 | 000000131200 | 2027-03-08 00:20 | 1501002232 | FILTER, 30/30, DUAL 9, HIGH-CAPACITY, MERV 9, 20X20X2 | 1501002232 - FILTER, 30/30, DUAL 9, HIGH-CAPACITY, MERV 9, 20X20X2 |  |  |  | 6 |  | 0 | 0 | March | 2027
B0157-ERV-SA | 001 | 000000131201 | 2027-03-08 00:20 | 1501002232 | FILTER, 30/30, DUAL 9, HIGH-CAPACITY, MERV 9, 20X20X2 | 1501002232 - FILTER, 30/30, DUAL 9, HIGH-CAPACITY, MERV 9, 20X20X2 |  |  |  | 16 |  | 0 | 0 | March | 2027
B0158-ERV-SA | 001 | 000000132235 | 2027-03-08 00:20 | 1501002232 | FILTER, 30/30, DUAL 9, HIGH-CAPACITY, MERV 9, 20X20X2 | 1501002232 - FILTER, 30/30, DUAL 9, HIGH-CAPACITY, MERV 9, 20X20X2 |  |  |  | 16 |  | 0 | 0 | March | 2027
B0158-ERV-SA | 001 | 000000132238 | 2027-03-08 00:20 | 1501002232 | FILTER, 30/30, DUAL 9, HIGH-CAPACITY, MERV 9, 20X20X2 | 1501002232 - FILTER, 30/30, DUAL 9, HIGH-CAPACITY, MERV 9, 20X20X2 |  |  |  | 8 |  | 0 | 0 | March | 2027
B0158-ERV-SA | 001 | 000000132239 | 2027-03-08 00:20 | 1501002232 | FILTER, 30/30, DUAL 9, HIGH-CAPACITY, MERV 9, 20X20X2 | 1501002232 - FILTER, 30/30, DUAL 9, HIGH-CAPACITY, MERV 9, 20X20X2 |  |  |  | 6 |  | 0 | 0 | March | 2027
B0960 FCU Q | 001 | 000008096524 | 2026-07-08 | 1501001125 | FILTER, 12 X 24 X 2, PLEATED MDL 40 HI-CAP MERV 10 (12X24X2) | 1501001125 - FILTER, 12 X 24 X 2, PLEATED MDL 40 HI-CAP MERV 10 (12X24X2) |  |  |  | 1 |  | 0 | 0 | July | 2026
B0960 PTU S | 001 | 000008093006 | 2026-07-08 | 1501001139 | FILTER, 16 X 20 X 1, PLEATED MDL 40 HI-CAP MERV 10 (16X20X1) (ACTUAL SIZE: 15-1/2"X19-1/2"X3/4") | 1501001139 - FILTER, 16 X 20 X 1, PLEATED MDL 40 HI-CAP MERV 10 (16X20X1) (ACTUAL SIZE: 15-1/2"X19-1/2"X3/4") |  |  |  | 1 |  | 0 | 0 | July | 2026
B0960 PTU S | 001 | 000008093042 | 2026-07-08 | 1501001133 | FILTER, 20 X 20 X 1, PLEATED MDL 40 STANDARD MERV 10 (20X20X1) | 1501001133 - FILTER, 20 X 20 X 1, PLEATED MDL 40 STANDARD MERV 10 (20X20X1) |  |  |  | 1 |  | 0 | 0 | July | 2026
B0960 PTU S | 001 | 000008093047 | 2026-07-08 | 1501001133 | FILTER, 20 X 20 X 1, PLEATED MDL 40 STANDARD MERV 10 (20X20X1) | 1501001133 - FILTER, 20 X 20 X 1, PLEATED MDL 40 STANDARD MERV 10 (20X20X1) |  |  |  | 1 |  | 0 | 0 | July | 2026
B0960 PTU S | 001 | 000008093048 | 2026-07-08 | 1501001143 | FILTER, 14 X 20 X 1, PLEATED MDL 40 HI-CAP MERV 10 (14X20X1) | 1501001143 - FILTER, 14 X 20 X 1, PLEATED MDL 40 HI-CAP MERV 10 (14X20X1) |  |  |  | 1 |  | 0 | 0 | July | 2026
B0960 PTU S | 001 | 000008093049 | 2026-07-08 | 1501001143 | FILTER, 14 X 20 X 1, PLEATED MDL 40 HI-CAP MERV 10 (14X20X1) | 1501001143 - FILTER, 14 X 20 X 1, PLEATED MDL 40 HI-CAP MERV 10 (14X20X1) |  |  |  | 1 |  | 0 | 0 | July | 2026
B0916 FCU Q | 001 | 000008099017 | 2026-07-13 | 1501002236 | FILTER, 30/30, DUAL 9, HIGH-CAPACITY, MERV 9, 16X25X2 | 1501002236 - FILTER, 30/30, DUAL 9, HIGH-CAPACITY, MERV 9, 16X25X2 |  |  |  | 1 |  | 0 | 0 | July | 2026
B0916 FCU Q | 001 | 000008099016 | 2026-07-13 | 1501002232 | FILTER, 30/30, DUAL 9, HIGH-CAPACITY, MERV 9, 20X20X2 | 1501002232 - FILTER, 30/30, DUAL 9, HIGH-CAPACITY, MERV 9, 20X20X2 |  |  |  | 2 |  | 0 | 0 | July | 2026
B0916 FCU Q | 001 | 000008099006 | 2026-07-13 | 1501002236 | FILTER, 30/30, DUAL 9, HIGH-CAPACITY, MERV 9, 16X25X2 | 1501002236 - FILTER, 30/30, DUAL 9, HIGH-CAPACITY, MERV 9, 16X25X2 |  |  |  | 4 |  | 0 | 0 | July | 2026
B0916 FCU Q | 001 | 000008099007 | 2026-07-13 | 1501002236 | FILTER, 30/30, DUAL 9, HIGH-CAPACITY, MERV 9, 16X25X2 | 1501002236 - FILTER, 30/30, DUAL 9, HIGH-CAPACITY, MERV 9, 16X25X2 |  |  |  | 4 |  | 0 | 0 | July | 2026
B0960 FCU Q | 001 | 000008094031 | 2026-07-14 | 1501001123 | FILTER, 16 X 20 X 2, PLEATED MDL 40 HI-CAP MERV 10 (16X20X2) | 1501001123 - FILTER, 16 X 20 X 2, PLEATED MDL 40 HI-CAP MERV 10 (16X20X2) |  |  |  | 2 |  | 0 | 0 | July | 2026
B0960 FCU Q | 001 | 000008094504 | 2026-07-14 | 1501001123 | FILTER, 16 X 20 X 2, PLEATED MDL 40 HI-CAP MERV 10 (16X20X2) | 1501001123 - FILTER, 16 X 20 X 2, PLEATED MDL 40 HI-CAP MERV 10 (16X20X2) |  |  |  | 2 |  | 0 | 0 | July | 2026
B0960 FCU Q | 001 | 000008094028 | 2026-07-14 | 1501001125 | FILTER, 12 X 24 X 2, PLEATED MDL 40 HI-CAP MERV 10 (12X24X2) | 1501001125 - FILTER, 12 X 24 X 2, PLEATED MDL 40 HI-CAP MERV 10 (12X24X2) |  |  |  | 2 |  | 0 | 0 | July | 2026
DAHU-Q-1-DTO | 001 | 000000201014 | 2026-07-14 | 1501001141 | FILTER, 16 X 25 X 1, PLEATED MDL 40 HI-CAP MERV 10 (16X25X1) | 1501001141 - FILTER, 16 X 25 X 1, PLEATED MDL 40 HI-CAP MERV 10 (16X25X1) |  |  |  | 3 |  | 0 | 0 | July | 2026
B0960 FCU Q | 001 | 000008093011 | 2026-07-21 | 1501001123 | FILTER, 16 X 20 X 2, PLEATED MDL 40 HI-CAP MERV 10 (16X20X2) | 1501001123 - FILTER, 16 X 20 X 2, PLEATED MDL 40 HI-CAP MERV 10 (16X20X2) |  |  |  | 2 |  | 0 | 0 | July | 2026
B0960 FCU Q | 001 | 000008093028 | 2026-07-21 | 1501001123 | FILTER, 16 X 20 X 2, PLEATED MDL 40 HI-CAP MERV 10 (16X20X2) | 1501001123 - FILTER, 16 X 20 X 2, PLEATED MDL 40 HI-CAP MERV 10 (16X20X2) |  |  |  | 2 |  | 0 | 0 | July | 2026
B0960 FCU Q | 001 | 000008093062 | 2026-07-21 | 1501001125 | FILTER, 12 X 24 X 2, PLEATED MDL 40 HI-CAP MERV 10 (12X24X2) | 1501001125 - FILTER, 12 X 24 X 2, PLEATED MDL 40 HI-CAP MERV 10 (12X24X2) |  |  |  | 1 |  | 0 | 0 | July | 2026
CRU-Q-1-DTO | 001 | 000000201006 | 2026-07-21 | 1501001179 | FILTER, MERV 13, 20 X 25 X 4, PLEATED MDL 40 HI-CAP (20X25X4) | 1501001179 - FILTER, MERV 13, 20 X 25 X 4, PLEATED MDL 40 HI-CAP (20X25X4) |  |  |  | 1 |  | 0 | 0 | July | 2026
CRU-Q-1-DTO | 001 | 000000201006 | 2026-07-21 | 1501001207 | FILTER, MERV 13, 16 X 20 X 4, PLEATED MDL 40 HI-CAP (16X20X4) | 1501001207 - FILTER, MERV 13, 16 X 20 X 4, PLEATED MDL 40 HI-CAP (16X20X4) |  |  |  | 3 |  | 0 | 0 | July | 2026
B0960 FCU Q | 001 | 000008092018 | 2026-07-28 | 1501001123 | FILTER, 16 X 20 X 2, PLEATED MDL 40 HI-CAP MERV 10 (16X20X2) | 1501001123 - FILTER, 16 X 20 X 2, PLEATED MDL 40 HI-CAP MERV 10 (16X20X2) |  |  |  | 2 |  | 0 | 0 | July | 2026
B0960 FCU Q | 001 | 000008092039 | 2026-07-28 | 1501001123 | FILTER, 16 X 20 X 2, PLEATED MDL 40 HI-CAP MERV 10 (16X20X2) | 1501001123 - FILTER, 16 X 20 X 2, PLEATED MDL 40 HI-CAP MERV 10 (16X20X2) |  |  |  | 2 |  | 0 | 0 | July | 2026
B0960 FCU Q | 001 | 000008091006 | 2026-08-06 | 1501001123 | FILTER, 16 X 20 X 2, PLEATED MDL 40 HI-CAP MERV 10 (16X20X2) | 1501001123 - FILTER, 16 X 20 X 2, PLEATED MDL 40 HI-CAP MERV 10 (16X20X2) |  |  |  | 2 |  | 0 | 0 | August | 2026
B0960 FCU Q | 001 | 000008091011 | 2026-08-06 | 1501001125 | FILTER, 12 X 24 X 2, PLEATED MDL 40 HI-CAP MERV 10 (12X24X2) | 1501001125 - FILTER, 12 X 24 X 2, PLEATED MDL 40 HI-CAP MERV 10 (12X24X2) |  |  |  | 1 |  | 0 | 0 | August | 2026
B0960 PTU S | 001 | 000008092000 | 2026-08-10 | 1501001143 | FILTER, 14 X 20 X 1, PLEATED MDL 40 HI-CAP MERV 10 (14X20X1) | 1501001143 - FILTER, 14 X 20 X 1, PLEATED MDL 40 HI-CAP MERV 10 (14X20X1) |  |  |  | 1 |  | 0 | 0 | August | 2026
B0960 PTU S | 001 | 000008092001 | 2026-08-10 | 1501001143 | FILTER, 14 X 20 X 1, PLEATED MDL 40 HI-CAP MERV 10 (14X20X1) | 1501001143 - FILTER, 14 X 20 X 1, PLEATED MDL 40 HI-CAP MERV 10 (14X20X1) |  |  |  | 1 |  | 0 | 0 | August | 2026
B0960 PTU S | 001 | 000008092003 | 2026-08-10 | 1501001143 | FILTER, 14 X 20 X 1, PLEATED MDL 40 HI-CAP MERV 10 (14X20X1) | 1501001143 - FILTER, 14 X 20 X 1, PLEATED MDL 40 HI-CAP MERV 10 (14X20X1) |  |  |  | 1 |  | 0 | 0 | August | 2026
B0960 PTU S | 001 | 000008092004 | 2026-08-10 | 1501001143 | FILTER, 14 X 20 X 1, PLEATED MDL 40 HI-CAP MERV 10 (14X20X1) | 1501001143 - FILTER, 14 X 20 X 1, PLEATED MDL 40 HI-CAP MERV 10 (14X20X1) |  |  |  | 1 |  | 0 | 0 | August | 2026
B0960 PTU S | 001 | 000008092005 | 2026-08-10 | 1501001143 | FILTER, 14 X 20 X 1, PLEATED MDL 40 HI-CAP MERV 10 (14X20X1) | 1501001143 - FILTER, 14 X 20 X 1, PLEATED MDL 40 HI-CAP MERV 10 (14X20X1) |  |  |  | 1 |  | 0 | 0 | August | 2026
B0960 PTU S | 001 | 000008092006 | 2026-08-10 | 1501001143 | FILTER, 14 X 20 X 1, PLEATED MDL 40 HI-CAP MERV 10 (14X20X1) | 1501001143 - FILTER, 14 X 20 X 1, PLEATED MDL 40 HI-CAP MERV 10 (14X20X1) |  |  |  | 1 |  | 0 | 0 | August | 2026
B0960 PTU S | 001 | 000008092007 | 2026-08-10 | 1501001133 | FILTER, 20 X 20 X 1, PLEATED MDL 40 STANDARD MERV 10 (20X20X1) | 1501001133 - FILTER, 20 X 20 X 1, PLEATED MDL 40 STANDARD MERV 10 (20X20X1) |  |  |  | 1 |  | 0 | 0 | August | 2026
B0960 PTU S | 001 | 000008092008 | 2026-08-10 | 1501001139 | FILTER, 16 X 20 X 1, PLEATED MDL 40 HI-CAP MERV 10 (16X20X1) (ACTUAL SIZE: 15-1/2"X19-1/2"X3/4") | 1501001139 - FILTER, 16 X 20 X 1, PLEATED MDL 40 HI-CAP MERV 10 (16X20X1) (ACTUAL SIZE: 15-1/2"X19-1/2"X3/4") |  |  |  | 1 |  | 0 | 0 | August | 2026
B0960 PTU S | 001 | 000008092009 | 2026-08-10 | 1501001143 | FILTER, 14 X 20 X 1, PLEATED MDL 40 HI-CAP MERV 10 (14X20X1) | 1501001143 - FILTER, 14 X 20 X 1, PLEATED MDL 40 HI-CAP MERV 10 (14X20X1) |  |  |  | 1 |  | 0 | 0 | August | 2026
B0960 PTU S | 001 | 000008092010 | 2026-08-10 | 1501001139 | FILTER, 16 X 20 X 1, PLEATED MDL 40 HI-CAP MERV 10 (16X20X1) (ACTUAL SIZE: 15-1/2"X19-1/2"X3/4") | 1501001139 - FILTER, 16 X 20 X 1, PLEATED MDL 40 HI-CAP MERV 10 (16X20X1) (ACTUAL SIZE: 15-1/2"X19-1/2"X3/4") |  |  |  | 1 |  | 0 | 0 | August | 2026
B0960 PTU S | 001 | 000008092011 | 2026-08-10 | 1501001143 | FILTER, 14 X 20 X 1, PLEATED MDL 40 HI-CAP MERV 10 (14X20X1) | 1501001143 - FILTER, 14 X 20 X 1, PLEATED MDL 40 HI-CAP MERV 10 (14X20X1) |  |  |  | 1 |  | 0 | 0 | August | 2026
B0960 PTU S | 001 | 000008092045 | 2026-08-10 | 1501001139 | FILTER, 16 X 20 X 1, PLEATED MDL 40 HI-CAP MERV 10 (16X20X1) (ACTUAL SIZE: 15-1/2"X19-1/2"X3/4") | 1501001139 - FILTER, 16 X 20 X 1, PLEATED MDL 40 HI-CAP MERV 10 (16X20X1) (ACTUAL SIZE: 15-1/2"X19-1/2"X3/4") |  |  |  | 1 |  | 0 | 0 | August | 2026
B0960 PTU S | 001 | 000008092060 | 2026-08-10 | 1501001133 | FILTER, 20 X 20 X 1, PLEATED MDL 40 STANDARD MERV 10 (20X20X1) | 1501001133 - FILTER, 20 X 20 X 1, PLEATED MDL 40 STANDARD MERV 10 (20X20X1) |  |  |  | 1 |  | 0 | 0 | August | 2026
B0960 PTU S | 001 | 000008092065 | 2026-08-10 | 1501001143 | FILTER, 14 X 20 X 1, PLEATED MDL 40 HI-CAP MERV 10 (14X20X1) | 1501001143 - FILTER, 14 X 20 X 1, PLEATED MDL 40 HI-CAP MERV 10 (14X20X1) |  |  |  | 1 |  | 0 | 0 | August | 2026
B0960 PTU S | 001 | 000008098911 | 2026-08-10 | 1501001139 | FILTER, 16 X 20 X 1, PLEATED MDL 40 HI-CAP MERV 10 (16X20X1) (ACTUAL SIZE: 15-1/2"X19-1/2"X3/4") | 1501001139 - FILTER, 16 X 20 X 1, PLEATED MDL 40 HI-CAP MERV 10 (16X20X1) (ACTUAL SIZE: 15-1/2"X19-1/2"X3/4") |  |  |  | 1 |  | 0 | 0 | August | 2026
B0960 FCU Q | 001 | 000008093588 | 2026-08-12 | 1501001125 | FILTER, 12 X 24 X 2, PLEATED MDL 40 HI-CAP MERV 10 (12X24X2) | 1501001125 - FILTER, 12 X 24 X 2, PLEATED MDL 40 HI-CAP MERV 10 (12X24X2) |  |  |  | 1 |  | 0 | 0 | August | 2026
B0960 FCU Q | 001 | 000008093589 | 2026-08-12 | 1501001122 | FILTER, 16 X 25 X 2, PLEATED MDL 40 HI-CAP MERV 10 (16X25X2) | 1501001122 - FILTER, 16 X 25 X 2, PLEATED MDL 40 HI-CAP MERV 10 (16X25X2) |  |  |  | 3 |  | 0 | 0 | August | 2026
B0960 FCU Q | 001 | 000008093591 | 2026-08-12 | 1501001125 | FILTER, 12 X 24 X 2, PLEATED MDL 40 HI-CAP MERV 10 (12X24X2) | 1501001125 - FILTER, 12 X 24 X 2, PLEATED MDL 40 HI-CAP MERV 10 (12X24X2) |  |  |  | 1 |  | 0 | 0 | August | 2026
B0960 FCU Q | 001 | 000008093592 | 2026-08-12 | 1501001125 | FILTER, 12 X 24 X 2, PLEATED MDL 40 HI-CAP MERV 10 (12X24X2) | 1501001125 - FILTER, 12 X 24 X 2, PLEATED MDL 40 HI-CAP MERV 10 (12X24X2) |  |  |  | 1 |  | 0 | 0 | August | 2026
B0916 FCU Q | 001 | 000008099000 | 2026-08-13 | 1501002235 | FILTER, 30/30, DUAL 9, HIGH-CAPACITY, MERV 9, 16X20X2 | 1501002235 - FILTER, 30/30, DUAL 9, HIGH-CAPACITY, MERV 9, 16X20X2 |  |  |  | 2 |  | 0 | 0 | August | 2026
B0916 FCU Q | 001 | 000008099001 | 2026-08-13 | 1501002235 | FILTER, 30/30, DUAL 9, HIGH-CAPACITY, MERV 9, 16X20X2 | 1501002235 - FILTER, 30/30, DUAL 9, HIGH-CAPACITY, MERV 9, 16X20X2 |  |  |  | 2 |  | 0 | 0 | August | 2026
B0916 FCU Q | 001 | 000008099004 | 2026-08-13 | 1501002236 | FILTER, 30/30, DUAL 9, HIGH-CAPACITY, MERV 9, 16X25X2 | 1501002236 - FILTER, 30/30, DUAL 9, HIGH-CAPACITY, MERV 9, 16X25X2 |  |  |  | 4 |  | 0 | 0 | August | 2026
DAHU-Q-1-DTO | 001 | 000000201015 | 2026-08-19 | 1501001141 | FILTER, 16 X 25 X 1, PLEATED MDL 40 HI-CAP MERV 10 (16X25X1) | 1501001141 - FILTER, 16 X 25 X 1, PLEATED MDL 40 HI-CAP MERV 10 (16X25X1) |  |  |  | 4 |  | 0 | 0 | August | 2026
B0960 FCU Q | 001 | 000008091013 | 2026-09-10 | 1501001205 | FILTER, MERV 13, 12 X 24 X 2, PLEATED MDL 40 HI-CAP (12X24X2) | 1501001205 - FILTER, MERV 13, 12 X 24 X 2, PLEATED MDL 40 HI-CAP (12X24X2) |  |  |  | 1 |  | 0 | 0 | September | 2026
B0960 PTU S | 001 | 000008092067 | 2026-09-10 | 1501001139 | FILTER, 16 X 20 X 1, PLEATED MDL 40 HI-CAP MERV 10 (16X20X1) (ACTUAL SIZE: 15-1/2"X19-1/2"X3/4") | 1501001139 - FILTER, 16 X 20 X 1, PLEATED MDL 40 HI-CAP MERV 10 (16X20X1) (ACTUAL SIZE: 15-1/2"X19-1/2"X3/4") |  |  |  | 1 |  | 0 | 0 | September | 2026
B0960 PTU S | 001 | 000008090956 | 2026-09-10 | 1501001133 | FILTER, 20 X 20 X 1, PLEATED MDL 40 STANDARD MERV 10 (20X20X1) | 1501001133 - FILTER, 20 X 20 X 1, PLEATED MDL 40 STANDARD MERV 10 (20X20X1) |  |  |  | 1 |  | 0 | 0 | September | 2026
B0960 PTU S | 001 | 000008090957 | 2026-09-10 | 1501001139 | FILTER, 16 X 20 X 1, PLEATED MDL 40 HI-CAP MERV 10 (16X20X1) (ACTUAL SIZE: 15-1/2"X19-1/2"X3/4") | 1501001139 - FILTER, 16 X 20 X 1, PLEATED MDL 40 HI-CAP MERV 10 (16X20X1) (ACTUAL SIZE: 15-1/2"X19-1/2"X3/4") |  |  |  | 1 |  | 0 | 0 | September | 2026
B0960 PTU S | 001 | 000008090958 | 2026-09-10 | 1501001143 | FILTER, 14 X 20 X 1, PLEATED MDL 40 HI-CAP MERV 10 (14X20X1) | 1501001143 - FILTER, 14 X 20 X 1, PLEATED MDL 40 HI-CAP MERV 10 (14X20X1) |  |  |  | 1 |  | 0 | 0 | September | 2026
B0960 PTU S | 001 | 000008090959 | 2026-09-10 | 1501001139 | FILTER, 16 X 20 X 1, PLEATED MDL 40 HI-CAP MERV 10 (16X20X1) (ACTUAL SIZE: 15-1/2"X19-1/2"X3/4") | 1501001139 - FILTER, 16 X 20 X 1, PLEATED MDL 40 HI-CAP MERV 10 (16X20X1) (ACTUAL SIZE: 15-1/2"X19-1/2"X3/4") |  |  |  | 1 |  | 0 | 0 | September | 2026
B0960 PTU S | 001 | 000008090960 | 2026-09-10 | 1501001133 | FILTER, 20 X 20 X 1, PLEATED MDL 40 STANDARD MERV 10 (20X20X1) | 1501001133 - FILTER, 20 X 20 X 1, PLEATED MDL 40 STANDARD MERV 10 (20X20X1) |  |  |  | 1 |  | 0 | 0 | September | 2026
B0960 PTU S | 001 | 000008090961 | 2026-09-10 | 1501001143 | FILTER, 14 X 20 X 1, PLEATED MDL 40 HI-CAP MERV 10 (14X20X1) | 1501001143 - FILTER, 14 X 20 X 1, PLEATED MDL 40 HI-CAP MERV 10 (14X20X1) |  |  |  | 1 |  | 0 | 0 | September | 2026
B0960 PTU S | 001 | 000008090999 | 2026-09-10 | 1501001139 | FILTER, 16 X 20 X 1, PLEATED MDL 40 HI-CAP MERV 10 (16X20X1) (ACTUAL SIZE: 15-1/2"X19-1/2"X3/4") | 1501001139 - FILTER, 16 X 20 X 1, PLEATED MDL 40 HI-CAP MERV 10 (16X20X1) (ACTUAL SIZE: 15-1/2"X19-1/2"X3/4") |  |  |  | 1 |  | 0 | 0 | September | 2026
B0960 PTU S | 001 | 000008091009 | 2026-09-10 | 1501001139 | FILTER, 16 X 20 X 1, PLEATED MDL 40 HI-CAP MERV 10 (16X20X1) (ACTUAL SIZE: 15-1/2"X19-1/2"X3/4") | 1501001139 - FILTER, 16 X 20 X 1, PLEATED MDL 40 HI-CAP MERV 10 (16X20X1) (ACTUAL SIZE: 15-1/2"X19-1/2"X3/4") |  |  |  | 1 |  | 0 | 0 | September | 2026
B0960 PTU S | 001 | 000008090954 | 2026-09-10 | 1501001143 | FILTER, 14 X 20 X 1, PLEATED MDL 40 HI-CAP MERV 10 (14X20X1) | 1501001143 - FILTER, 14 X 20 X 1, PLEATED MDL 40 HI-CAP MERV 10 (14X20X1) |  |  |  | 1 |  | 0 | 0 | September | 2026
B0960 PTU S | 001 | 000008090955 | 2026-09-10 | 1501001143 | FILTER, 14 X 20 X 1, PLEATED MDL 40 HI-CAP MERV 10 (14X20X1) | 1501001143 - FILTER, 14 X 20 X 1, PLEATED MDL 40 HI-CAP MERV 10 (14X20X1) |  |  |  | 1 |  | 0 | 0 | September | 2026
B0916 FCU Q | 001 | 000008099003 | 2026-09-11 | 1501002236 | FILTER, 30/30, DUAL 9, HIGH-CAPACITY, MERV 9, 16X25X2 | 1501002236 - FILTER, 30/30, DUAL 9, HIGH-CAPACITY, MERV 9, 16X25X2 |  |  |  | 4 |  | 0 | 0 | September | 2026
B0916 FCU Q | 001 | 000008099042 | 2026-09-11 | 1501002235 | FILTER, 30/30, DUAL 9, HIGH-CAPACITY, MERV 9, 16X20X2 | 1501002235 - FILTER, 30/30, DUAL 9, HIGH-CAPACITY, MERV 9, 16X20X2 |  |  |  | 4 |  | 0 | 0 | September | 2026
B0915 AHU2 A | 001 | 000008098801 | 2026-09-14 | 1501002234 | FILTER, 30/30, DUAL 9, HIGH-CAPACITY, MERV 9, 24X24X2 | 1501002234 - FILTER, 30/30, DUAL 9, HIGH-CAPACITY, MERV 9, 24X24X2 |  |  |  | 20 |  | 0 | 0 | September | 2026
B0915 AHU2 A | 001 | 000008098801 | 2026-09-14 | 1501002231 | FILTER, 30/30, DUAL 9, HIGH-CAPACITY, MERV 9, 12X24X2 | 1501002231 - FILTER, 30/30, DUAL 9, HIGH-CAPACITY, MERV 9, 12X24X2 |  |  |  | 4 |  | 0 | 0 | September | 2026
B0915 AHU2 A | 001 | 000008098801 | 2026-09-14 | 1501002210 | FILTER, BAG, 24X24X12, MERV14A, CAMFIL 10P, 405619A12 | 1501002210 - FILTER, BAG, 24X24X12, MERV14A, CAMFIL 10P, 405619A12 |  |  |  | 20 |  | 0 | 0 | September | 2026
B0915 AHU2 A | 001 | 000008098801 | 2026-09-14 | 1501002200 | FILTER, BAG, 12X24X12, HEIGHT X WIDTH X DEPTH, (HORIZONTAL CONFIGURATION), MERV14A, CAMFIL 10P, 405619F12 | 1501002200 - FILTER, BAG, 12X24X12, HEIGHT X WIDTH X DEPTH, (HORIZONTAL CONFIGURATION), MERV14A, CAMFIL 10P, 405619F12 |  |  |  | 4 |  | 78.19 | 312.76 | September | 2026
B0915 AHU4 A | 001 | 000008098803 | 2026-09-14 | 1501002231 | FILTER, 30/30, DUAL 9, HIGH-CAPACITY, MERV 9, 12X24X2 | 1501002231 - FILTER, 30/30, DUAL 9, HIGH-CAPACITY, MERV 9, 12X24X2 |  |  |  | 6 |  | 0 | 0 | September | 2026
B0915 AHU4 A | 001 | 000008098803 | 2026-09-14 | 1501002234 | FILTER, 30/30, DUAL 9, HIGH-CAPACITY, MERV 9, 24X24X2 | 1501002234 - FILTER, 30/30, DUAL 9, HIGH-CAPACITY, MERV 9, 24X24X2 |  |  |  | 9 |  | 0 | 0 | September | 2026
B0915 AHU4 A | 001 | 000008098803 | 2026-09-14 | 1501002200 | FILTER, BAG, 12X24X12, HEIGHT X WIDTH X DEPTH, (HORIZONTAL CONFIGURATION), MERV14A, CAMFIL 10P, 405619F12 | 1501002200 - FILTER, BAG, 12X24X12, HEIGHT X WIDTH X DEPTH, (HORIZONTAL CONFIGURATION), MERV14A, CAMFIL 10P, 405619F12 |  |  |  | 9 |  | 78.19 | 703.71 | September | 2026
B0915 AHU4 A | 001 | 000008098803 | 2026-09-14 | 1501002210 | FILTER, BAG, 24X24X12, MERV14A, CAMFIL 10P, 405619A12 | 1501002210 - FILTER, BAG, 24X24X12, MERV14A, CAMFIL 10P, 405619A12 |  |  |  | 6 |  | 0 | 0 | September | 2026
B0915 AHU1 A | 001 | 000008098800 | 2026-09-15 | 1501002233 | FILTER, 30/30, DUAL 9, HIGH-CAPACITY, MERV 9, 20X24X2 | 1501002233 - FILTER, 30/30, DUAL 9, HIGH-CAPACITY, MERV 9, 20X24X2 |  |  |  | 28 |  | 0 | 0 | September | 2026
B0915 AHU1 A | 001 | 000008098800 | 2026-09-15 | 1501002231 | FILTER, 30/30, DUAL 9, HIGH-CAPACITY, MERV 9, 12X24X2 | 1501002231 - FILTER, 30/30, DUAL 9, HIGH-CAPACITY, MERV 9, 12X24X2 |  |  |  | 10 |  | 0 | 0 | September | 2026
B0915 AHU1 A | 001 | 000008098800 | 2026-09-15 | 1501002206 | FILTER, BAG, 20X24X12, HEIGHT X WIDTH X DEPTH, (HORIZONTAL CONFIGURATION), MERV14A, CAMFIL 10P, 405619E12 (REPLACES 1501003005) | 1501002206 - FILTER, BAG, 20X24X12, HEIGHT X WIDTH X DEPTH, (HORIZONTAL CONFIGURATION), MERV14A, CAMFIL 10P, 405619E12 (REPLACES 1501003005) |  |  |  | 28 |  | 0 | 0 | September | 2026
B0915 AHU1 A | 001 | 000008098800 | 2026-09-15 | 1501002200 | FILTER, BAG, 12X24X12, HEIGHT X WIDTH X DEPTH, (HORIZONTAL CONFIGURATION), MERV14A, CAMFIL 10P, 405619F12 | 1501002200 - FILTER, BAG, 12X24X12, HEIGHT X WIDTH X DEPTH, (HORIZONTAL CONFIGURATION), MERV14A, CAMFIL 10P, 405619F12 |  |  |  | 10 |  | 78.19 | 781.9 | September | 2026
B0906 600-3 SA | 001 | 000002090064 | 2026-09-15 00:21 | 1501002231 | FILTER, 30/30, DUAL 9, HIGH-CAPACITY, MERV 9, 12X24X2 | 1501002231 - FILTER, 30/30, DUAL 9, HIGH-CAPACITY, MERV 9, 12X24X2 |  |  |  | 2 |  | 0 | 0 | September | 2026
DAHU-Q-1-DTO | 001 | 000000201016 | 2026-09-17 | 1501001141 | FILTER, 16 X 25 X 1, PLEATED MDL 40 HI-CAP MERV 10 (16X25X1) | 1501001141 - FILTER, 16 X 25 X 1, PLEATED MDL 40 HI-CAP MERV 10 (16X25X1) |  |  |  | 4 |  | 0 | 0 | September | 2026
B0902 AHU1 S | 001 | 000008091672 | 2026-10-08 | 1501002233 | FILTER, 30/30, DUAL 9, HIGH-CAPACITY, MERV 9, 20X24X2 | 1501002233 - FILTER, 30/30, DUAL 9, HIGH-CAPACITY, MERV 9, 20X24X2 |  |  |  | 9 |  | 0 | 0 | October | 2026
B0902 AHU2 S | 001 | 000008091673 | 2026-10-08 | 1501002231 | FILTER, 30/30, DUAL 9, HIGH-CAPACITY, MERV 9, 12X24X2 | 1501002231 - FILTER, 30/30, DUAL 9, HIGH-CAPACITY, MERV 9, 12X24X2 |  |  |  | 2 |  | 0 | 0 | October | 2026
B0902 AHU2 S | 001 | 000008091673 | 2026-10-08 | 1501002234 | FILTER, 30/30, DUAL 9, HIGH-CAPACITY, MERV 9, 24X24X2 | 1501002234 - FILTER, 30/30, DUAL 9, HIGH-CAPACITY, MERV 9, 24X24X2 |  |  |  | 4 |  | 0 | 0 | October | 2026
B0960 FCU Q | 001 | 000008096524 | 2026-10-08 | 1501001125 | FILTER, 12 X 24 X 2, PLEATED MDL 40 HI-CAP MERV 10 (12X24X2) | 1501001125 - FILTER, 12 X 24 X 2, PLEATED MDL 40 HI-CAP MERV 10 (12X24X2) |  |  |  | 1 |  | 0 | 0 | October | 2026
B0960 PTU S | 001 | 000008096500 | 2026-10-08 | 1501001133 | FILTER, 20 X 20 X 1, PLEATED MDL 40 STANDARD MERV 10 (20X20X1) | 1501001133 - FILTER, 20 X 20 X 1, PLEATED MDL 40 STANDARD MERV 10 (20X20X1) |  |  |  | 1 |  | 0 | 0 | October | 2026
B0960 PTU S | 001 | 000008096504 | 2026-10-08 | 1501001139 | FILTER, 16 X 20 X 1, PLEATED MDL 40 HI-CAP MERV 10 (16X20X1) (ACTUAL SIZE: 15-1/2"X19-1/2"X3/4") | 1501001139 - FILTER, 16 X 20 X 1, PLEATED MDL 40 HI-CAP MERV 10 (16X20X1) (ACTUAL SIZE: 15-1/2"X19-1/2"X3/4") |  |  |  | 1 |  | 0 | 0 | October | 2026
B0960 PTU S | 001 | 000008094003 | 2026-10-08 | 1501001143 | FILTER, 14 X 20 X 1, PLEATED MDL 40 HI-CAP MERV 10 (14X20X1) | 1501001143 - FILTER, 14 X 20 X 1, PLEATED MDL 40 HI-CAP MERV 10 (14X20X1) |  |  |  | 1 |  | 0 | 0 | October | 2026
B0960 PTU S | 001 | 000008094016 | 2026-10-08 | 1501001143 | FILTER, 14 X 20 X 1, PLEATED MDL 40 HI-CAP MERV 10 (14X20X1) | 1501001143 - FILTER, 14 X 20 X 1, PLEATED MDL 40 HI-CAP MERV 10 (14X20X1) |  |  |  | 1 |  | 0 | 0 | October | 2026
B0960 PTU S | 001 | 000008094033 | 2026-10-08 | 1501001143 | FILTER, 14 X 20 X 1, PLEATED MDL 40 HI-CAP MERV 10 (14X20X1) | 1501001143 - FILTER, 14 X 20 X 1, PLEATED MDL 40 HI-CAP MERV 10 (14X20X1) |  |  |  | 1 |  | 0 | 0 | October | 2026
B0960 PTU S | 001 | 000008094035 | 2026-10-08 | 1501001143 | FILTER, 14 X 20 X 1, PLEATED MDL 40 HI-CAP MERV 10 (14X20X1) | 1501001143 - FILTER, 14 X 20 X 1, PLEATED MDL 40 HI-CAP MERV 10 (14X20X1) |  |  |  | 1 |  | 0 | 0 | October | 2026
B0960 PTU S | 001 | 000008094039 | 2026-10-08 | 1501001139 | FILTER, 16 X 20 X 1, PLEATED MDL 40 HI-CAP MERV 10 (16X20X1) (ACTUAL SIZE: 15-1/2"X19-1/2"X3/4") | 1501001139 - FILTER, 16 X 20 X 1, PLEATED MDL 40 HI-CAP MERV 10 (16X20X1) (ACTUAL SIZE: 15-1/2"X19-1/2"X3/4") |  |  |  | 1 |  | 0 | 0 | October | 2026
B0960 PTU S | 001 | 000008094040 | 2026-10-08 | 1501001139 | FILTER, 16 X 20 X 1, PLEATED MDL 40 HI-CAP MERV 10 (16X20X1) (ACTUAL SIZE: 15-1/2"X19-1/2"X3/4") | 1501001139 - FILTER, 16 X 20 X 1, PLEATED MDL 40 HI-CAP MERV 10 (16X20X1) (ACTUAL SIZE: 15-1/2"X19-1/2"X3/4") |  |  |  | 1 |  | 0 | 0 | October | 2026
B0960 PTU S | 001 | 000008094042 | 2026-10-08 | 1501001133 | FILTER, 20 X 20 X 1, PLEATED MDL 40 STANDARD MERV 10 (20X20X1) | 1501001133 - FILTER, 20 X 20 X 1, PLEATED MDL 40 STANDARD MERV 10 (20X20X1) |  |  |  | 1 |  | 0 | 0 | October | 2026
B0915 AHU3 A | 001 | 000008098802 | 2026-10-13 | 1501002234 | FILTER, 30/30, DUAL 9, HIGH-CAPACITY, MERV 9, 24X24X2 | 1501002234 - FILTER, 30/30, DUAL 9, HIGH-CAPACITY, MERV 9, 24X24X2 |  |  |  | 15 |  | 0 | 0 | October | 2026
B0915 AHU3 A | 001 | 000008098802 | 2026-10-13 | 1501002210 | FILTER, BAG, 24X24X12, MERV14A, CAMFIL 10P, 405619A12 | 1501002210 - FILTER, BAG, 24X24X12, MERV14A, CAMFIL 10P, 405619A12 |  |  |  | 15 |  | 0 | 0 | October | 2026
B0916 FCU Q | 001 | 000008099017 | 2026-10-13 | 1501002236 | FILTER, 30/30, DUAL 9, HIGH-CAPACITY, MERV 9, 16X25X2 | 1501002236 - FILTER, 30/30, DUAL 9, HIGH-CAPACITY, MERV 9, 16X25X2 |  |  |  | 1 |  | 0 | 0 | October | 2026
B0916 FCU Q | 001 | 000008099016 | 2026-10-13 | 1501002232 | FILTER, 30/30, DUAL 9, HIGH-CAPACITY, MERV 9, 20X20X2 | 1501002232 - FILTER, 30/30, DUAL 9, HIGH-CAPACITY, MERV 9, 20X20X2 |  |  |  | 2 |  | 0 | 0 | October | 2026
B0916 FCU Q | 001 | 000008099006 | 2026-10-13 | 1501002236 | FILTER, 30/30, DUAL 9, HIGH-CAPACITY, MERV 9, 16X25X2 | 1501002236 - FILTER, 30/30, DUAL 9, HIGH-CAPACITY, MERV 9, 16X25X2 |  |  |  | 4 |  | 0 | 0 | October | 2026
B0916 FCU Q | 001 | 000008099007 | 2026-10-13 | 1501002236 | FILTER, 30/30, DUAL 9, HIGH-CAPACITY, MERV 9, 16X25X2 | 1501002236 - FILTER, 30/30, DUAL 9, HIGH-CAPACITY, MERV 9, 16X25X2 |  |  |  | 4 |  | 0 | 0 | October | 2026
B0906 200-1 SA | 001 | 000002090050 | 2026-10-13 00:21 | 1501002234 | FILTER, 30/30, DUAL 9, HIGH-CAPACITY, MERV 9, 24X24X2 | 1501002234 - FILTER, 30/30, DUAL 9, HIGH-CAPACITY, MERV 9, 24X24X2 |  |  |  | 1 |  | 0 | 0 | October | 2026
B0906 200-1 SA | 001 | 000002090050 | 2026-10-13 00:21 | 1501002231 | FILTER, 30/30, DUAL 9, HIGH-CAPACITY, MERV 9, 12X24X2 | 1501002231 - FILTER, 30/30, DUAL 9, HIGH-CAPACITY, MERV 9, 12X24X2 |  |  |  | 2 |  | 0 | 0 | October | 2026
B0906 200-3 A | 001 | 000002090049 | 2026-10-13 00:21 | 1501002234 | FILTER, 30/30, DUAL 9, HIGH-CAPACITY, MERV 9, 24X24X2 | 1501002234 - FILTER, 30/30, DUAL 9, HIGH-CAPACITY, MERV 9, 24X24X2 |  |  |  | 2 |  | 0 | 0 | October | 2026
B0906 200-3 A | 001 | 000002090049 | 2026-10-13 00:21 | 1501002231 | FILTER, 30/30, DUAL 9, HIGH-CAPACITY, MERV 9, 12X24X2 | 1501002231 - FILTER, 30/30, DUAL 9, HIGH-CAPACITY, MERV 9, 12X24X2 |  |  |  | 2 |  | 0 | 0 | October | 2026
B0906 200-3 A | 001 | 000002090049 | 2026-10-13 00:21 | 1501002210 | FILTER, BAG, 24X24X12, MERV14A, CAMFIL 10P, 405619A12 | 1501002210 - FILTER, BAG, 24X24X12, MERV14A, CAMFIL 10P, 405619A12 |  |  |  | 2 |  | 0 | 0 | October | 2026
B0906 200-3 A | 001 | 000002090049 | 2026-10-13 00:21 | 1501002200 | FILTER, BAG, 12X24X12, HEIGHT X WIDTH X DEPTH, (HORIZONTAL CONFIGURATION), MERV14A, CAMFIL 10P, 405619F12 | 1501002200 - FILTER, BAG, 12X24X12, HEIGHT X WIDTH X DEPTH, (HORIZONTAL CONFIGURATION), MERV14A, CAMFIL 10P, 405619F12 |  |  |  | 2 |  | 78.19 | 156.38 | October | 2026
B0906 200-3 SA | 001 | 000002090049 | 2026-10-13 00:21 | 1501002234 | FILTER, 30/30, DUAL 9, HIGH-CAPACITY, MERV 9, 24X24X2 | 1501002234 - FILTER, 30/30, DUAL 9, HIGH-CAPACITY, MERV 9, 24X24X2 |  |  |  | 2 |  | 0 | 0 | October | 2026
B0906 200-3 SA | 001 | 000002090049 | 2026-10-13 00:21 | 1501002231 | FILTER, 30/30, DUAL 9, HIGH-CAPACITY, MERV 9, 12X24X2 | 1501002231 - FILTER, 30/30, DUAL 9, HIGH-CAPACITY, MERV 9, 12X24X2 |  |  |  | 2 |  | 0 | 0 | October | 2026
B0906 300-1 SA | 001 | 000008092551 | 2026-10-13 00:21 | 1501001488 | FILTER, 30/30, DUAL 9, HIGH-CAPACITY, MERV 9, 12.5X20X2 | 1501001488 - FILTER, 30/30, DUAL 9, HIGH-CAPACITY, MERV 9, 12.5X20X2 |  |  |  | 8 |  | 14.45 | 115.6 | October | 2026
B0906 300-3 A | 001 | 000002090045 | 2026-10-13 00:21 | 1501002234 | FILTER, 30/30, DUAL 9, HIGH-CAPACITY, MERV 9, 24X24X2 | 1501002234 - FILTER, 30/30, DUAL 9, HIGH-CAPACITY, MERV 9, 24X24X2 |  |  |  | 2 |  | 0 | 0 | October | 2026
B0906 300-3 A | 001 | 000002090045 | 2026-10-13 00:21 | 1501002231 | FILTER, 30/30, DUAL 9, HIGH-CAPACITY, MERV 9, 12X24X2 | 1501002231 - FILTER, 30/30, DUAL 9, HIGH-CAPACITY, MERV 9, 12X24X2 |  |  |  | 2 |  | 0 | 0 | October | 2026
B0906 300-3 A | 001 | 000002090045 | 2026-10-13 00:21 | 1501002200 | FILTER, BAG, 12X24X12, HEIGHT X WIDTH X DEPTH, (HORIZONTAL CONFIGURATION), MERV14A, CAMFIL 10P, 405619F12 | 1501002200 - FILTER, BAG, 12X24X12, HEIGHT X WIDTH X DEPTH, (HORIZONTAL CONFIGURATION), MERV14A, CAMFIL 10P, 405619F12 |  |  |  | 2 |  | 78.19 | 156.38 | October | 2026
B0906 300-3 A | 001 | 000002090045 | 2026-10-13 00:21 | 1501002210 | FILTER, BAG, 24X24X12, MERV14A, CAMFIL 10P, 405619A12 | 1501002210 - FILTER, BAG, 24X24X12, MERV14A, CAMFIL 10P, 405619A12 |  |  |  | 2 |  | 0 | 0 | October | 2026
B0906 300-3 SA | 001 | 000002090045 | 2026-10-13 00:21 | 1501002234 | FILTER, 30/30, DUAL 9, HIGH-CAPACITY, MERV 9, 24X24X2 | 1501002234 - FILTER, 30/30, DUAL 9, HIGH-CAPACITY, MERV 9, 24X24X2 |  |  |  | 2 |  | 0 | 0 | October | 2026
B0906 300-3 SA | 001 | 000002090045 | 2026-10-13 00:21 | 1501002231 | FILTER, 30/30, DUAL 9, HIGH-CAPACITY, MERV 9, 12X24X2 | 1501002231 - FILTER, 30/30, DUAL 9, HIGH-CAPACITY, MERV 9, 12X24X2 |  |  |  | 2 |  | 0 | 0 | October | 2026
B0906 300-7 SA | 001 | 000008092552 | 2026-10-13 00:21 | 1501001488 | FILTER, 30/30, DUAL 9, HIGH-CAPACITY, MERV 9, 12.5X20X2 | 1501001488 - FILTER, 30/30, DUAL 9, HIGH-CAPACITY, MERV 9, 12.5X20X2 |  |  |  | 8 |  | 14.45 | 115.6 | October | 2026
B0906 300-9 A | 001 | 000002090046 | 2026-10-13 00:21 | 1501002234 | FILTER, 30/30, DUAL 9, HIGH-CAPACITY, MERV 9, 24X24X2 | 1501002234 - FILTER, 30/30, DUAL 9, HIGH-CAPACITY, MERV 9, 24X24X2 |  |  |  | 1 |  | 0 | 0 | October | 2026
B0906 300-9 A | 001 | 000002090046 | 2026-10-13 00:21 | 1501002231 | FILTER, 30/30, DUAL 9, HIGH-CAPACITY, MERV 9, 12X24X2 | 1501002231 - FILTER, 30/30, DUAL 9, HIGH-CAPACITY, MERV 9, 12X24X2 |  |  |  | 2 |  | 0 | 0 | October | 2026
B0906 300-9 A | 001 | 000002090046 | 2026-10-13 00:21 | 1501002210 | FILTER, BAG, 24X24X12, MERV14A, CAMFIL 10P, 405619A12 | 1501002210 - FILTER, BAG, 24X24X12, MERV14A, CAMFIL 10P, 405619A12 |  |  |  | 1 |  | 0 | 0 | October | 2026
B0906 300-9 A | 001 | 000002090046 | 2026-10-13 00:21 | 1501002200 | FILTER, BAG, 12X24X12, HEIGHT X WIDTH X DEPTH, (HORIZONTAL CONFIGURATION), MERV14A, CAMFIL 10P, 405619F12 | 1501002200 - FILTER, BAG, 12X24X12, HEIGHT X WIDTH X DEPTH, (HORIZONTAL CONFIGURATION), MERV14A, CAMFIL 10P, 405619F12 |  |  |  | 2 |  | 78.19 | 156.38 | October | 2026
B0906 300-9 SA | 001 | 000002090046 | 2026-10-13 00:21 | 1501002234 | FILTER, 30/30, DUAL 9, HIGH-CAPACITY, MERV 9, 24X24X2 | 1501002234 - FILTER, 30/30, DUAL 9, HIGH-CAPACITY, MERV 9, 24X24X2 |  |  |  | 1 |  | 0 | 0 | October | 2026
B0906 300-9 SA | 001 | 000002090046 | 2026-10-13 00:21 | 1501002231 | FILTER, 30/30, DUAL 9, HIGH-CAPACITY, MERV 9, 12X24X2 | 1501002231 - FILTER, 30/30, DUAL 9, HIGH-CAPACITY, MERV 9, 12X24X2 |  |  |  | 2 |  | 0 | 0 | October | 2026
B0906 LOBB-1 A | 001 | 000002090051 | 2026-10-13 00:21 | 1501002234 | FILTER, 30/30, DUAL 9, HIGH-CAPACITY, MERV 9, 24X24X2 | 1501002234 - FILTER, 30/30, DUAL 9, HIGH-CAPACITY, MERV 9, 24X24X2 |  |  |  | 2 |  | 0 | 0 | October | 2026
B0906 LOBB-1 A | 001 | 000002090051 | 2026-10-13 00:21 | 1501002231 | FILTER, 30/30, DUAL 9, HIGH-CAPACITY, MERV 9, 12X24X2 | 1501002231 - FILTER, 30/30, DUAL 9, HIGH-CAPACITY, MERV 9, 12X24X2 |  |  |  | 2 |  | 0 | 0 | October | 2026
B0906 LOBB-1 A | 001 | 000002090051 | 2026-10-13 00:21 | 1501002210 | FILTER, BAG, 24X24X12, MERV14A, CAMFIL 10P, 405619A12 | 1501002210 - FILTER, BAG, 24X24X12, MERV14A, CAMFIL 10P, 405619A12 |  |  |  | 2 |  | 0 | 0 | October | 2026
B0906 LOBB-1 A | 001 | 000002090051 | 2026-10-13 00:21 | 1501002200 | FILTER, BAG, 12X24X12, HEIGHT X WIDTH X DEPTH, (HORIZONTAL CONFIGURATION), MERV14A, CAMFIL 10P, 405619F12 | 1501002200 - FILTER, BAG, 12X24X12, HEIGHT X WIDTH X DEPTH, (HORIZONTAL CONFIGURATION), MERV14A, CAMFIL 10P, 405619F12 |  |  |  | 2 |  | 78.19 | 156.38 | October | 2026
B0906 LOBB-1 SA | 001 | 000002090051 | 2026-10-13 00:21 | 1501002234 | FILTER, 30/30, DUAL 9, HIGH-CAPACITY, MERV 9, 24X24X2 | 1501002234 - FILTER, 30/30, DUAL 9, HIGH-CAPACITY, MERV 9, 24X24X2 |  |  |  | 2 |  | 0 | 0 | October | 2026
B0906 LOBB-1 SA | 001 | 000002090051 | 2026-10-13 00:21 | 1501002231 | FILTER, 30/30, DUAL 9, HIGH-CAPACITY, MERV 9, 12X24X2 | 1501002231 - FILTER, 30/30, DUAL 9, HIGH-CAPACITY, MERV 9, 12X24X2 |  |  |  | 2 |  | 0 | 0 | October | 2026
B0906 LOBB-2 SA | 001 | 000008093947 | 2026-10-13 00:21 | 1501002237 | FILTER, 30/30, DUAL 9, HIGH-CAPACITY, MERV 9, 20X25X2 | 1501002237 - FILTER, 30/30, DUAL 9, HIGH-CAPACITY, MERV 9, 20X25X2 |  |  |  | 4 |  | 16.46 | 65.84 | October | 2026
B0906 LOBB-3 A | 001 | 000002090052 | 2026-10-13 00:21 | 1501002234 | FILTER, 30/30, DUAL 9, HIGH-CAPACITY, MERV 9, 24X24X2 | 1501002234 - FILTER, 30/30, DUAL 9, HIGH-CAPACITY, MERV 9, 24X24X2 |  |  |  | 1 |  | 0 | 0 | October | 2026
B0906 LOBB-3 A | 001 | 000002090052 | 2026-10-13 00:21 | 1501002210 | FILTER, BAG, 24X24X12, MERV14A, CAMFIL 10P, 405619A12 | 1501002210 - FILTER, BAG, 24X24X12, MERV14A, CAMFIL 10P, 405619A12 |  |  |  | 1 |  | 0 | 0 | October | 2026
B0906 LOBB-3 SA | 001 | 000002090052 | 2026-10-13 00:21 | 1501002234 | FILTER, 30/30, DUAL 9, HIGH-CAPACITY, MERV 9, 24X24X2 | 1501002234 - FILTER, 30/30, DUAL 9, HIGH-CAPACITY, MERV 9, 24X24X2 |  |  |  | 1 |  | 0 | 0 | October | 2026
B0906 RTU-1 SA | 001 | 000005090062 | 2026-10-13 00:21 | 1501002237 | FILTER, 30/30, DUAL 9, HIGH-CAPACITY, MERV 9, 20X25X2 | 1501002237 - FILTER, 30/30, DUAL 9, HIGH-CAPACITY, MERV 9, 20X25X2 |  |  |  | 4 |  | 16.46 | 65.84 | October | 2026
B0906 RTU-1 SA | 001 | 000005090062 | 2026-10-13 00:21 | 1501002232 | FILTER, 30/30, DUAL 9, HIGH-CAPACITY, MERV 9, 20X20X2 | 1501002232 - FILTER, 30/30, DUAL 9, HIGH-CAPACITY, MERV 9, 20X20X2 |  |  |  | 4 |  | 0 | 0 | October | 2026
B0906 RTU-2 SA | 001 | 000005090061 | 2026-10-13 00:21 | 1501002237 | FILTER, 30/30, DUAL 9, HIGH-CAPACITY, MERV 9, 20X25X2 | 1501002237 - FILTER, 30/30, DUAL 9, HIGH-CAPACITY, MERV 9, 20X25X2 |  |  |  | 4 |  | 16.46 | 65.84 | October | 2026
B0906 RTU-2 SA | 001 | 000005090061 | 2026-10-13 00:21 | 1501002232 | FILTER, 30/30, DUAL 9, HIGH-CAPACITY, MERV 9, 20X20X2 | 1501002232 - FILTER, 30/30, DUAL 9, HIGH-CAPACITY, MERV 9, 20X20X2 |  |  |  | 2 |  | 0 | 0 | October | 2026
B0906 RTU-3 SA | 001 | 000005090059 | 2026-10-13 00:21 | 1501002237 | FILTER, 30/30, DUAL 9, HIGH-CAPACITY, MERV 9, 20X25X2 | 1501002237 - FILTER, 30/30, DUAL 9, HIGH-CAPACITY, MERV 9, 20X25X2 |  |  |  | 4 |  | 16.46 | 65.84 | October | 2026
B0906 RTU-3 SA | 001 | 000005090059 | 2026-10-13 00:21 | 1501002232 | FILTER, 30/30, DUAL 9, HIGH-CAPACITY, MERV 9, 20X20X2 | 1501002232 - FILTER, 30/30, DUAL 9, HIGH-CAPACITY, MERV 9, 20X20X2 |  |  |  | 4 |  | 0 | 0 | October | 2026
B0906 RTU-4 SA | 001 | 000008093953 | 2026-10-13 00:21 | 1501002236 | FILTER, 30/30, DUAL 9, HIGH-CAPACITY, MERV 9, 16X25X2 | 1501002236 - FILTER, 30/30, DUAL 9, HIGH-CAPACITY, MERV 9, 16X25X2 |  |  |  | 4 |  | 0 | 0 | October | 2026
B0906 RTU-5 SA | 001 | 000008093954 | 2026-10-13 00:21 | 1501001487 | FILTER, 30/30, DUAL 9, HIGH-CAPACITY, MERV 9, 20X35X2 | 1501001487 - FILTER, 30/30, DUAL 9, HIGH-CAPACITY, MERV 9, 20X35X2 |  |  |  | 2 |  | 0 | 0 | October | 2026
B0906 RTU-6 SA | 001 | 000005090057 | 2026-10-13 00:21 | 1501001487 | FILTER, 30/30, DUAL 9, HIGH-CAPACITY, MERV 9, 20X35X2 | 1501001487 - FILTER, 30/30, DUAL 9, HIGH-CAPACITY, MERV 9, 20X35X2 |  |  |  | 2 |  | 0 | 0 | October | 2026
B0906 RTU-7 SA | 001 | 000005090056 | 2026-10-13 00:21 | 1501002236 | FILTER, 30/30, DUAL 9, HIGH-CAPACITY, MERV 9, 16X25X2 | 1501002236 - FILTER, 30/30, DUAL 9, HIGH-CAPACITY, MERV 9, 16X25X2 |  |  |  | 4 |  | 0 | 0 | October | 2026
B0906 RTU-8 A | 001 | 000005090060 | 2026-10-13 00:21 | 1501001417 | BELT, #BX-64, BX64 (COG TYPE) | 1501001417 - BELT, #BX-64, BX64 (COG TYPE) |  |  |  | 1 |  | 19.8974 | 19.8974 | October | 2026
B0906 RTU-8 SA | 001 | 000005090060 | 2026-10-13 00:21 | 1501002237 | FILTER, 30/30, DUAL 9, HIGH-CAPACITY, MERV 9, 20X25X2 | 1501002237 - FILTER, 30/30, DUAL 9, HIGH-CAPACITY, MERV 9, 20X25X2 |  |  |  | 4 |  | 16.46 | 65.84 | October | 2026
B0906 RTU-8 SA | 001 | 000005090060 | 2026-10-13 00:21 | 1501002232 | FILTER, 30/30, DUAL 9, HIGH-CAPACITY, MERV 9, 20X20X2 | 1501002232 - FILTER, 30/30, DUAL 9, HIGH-CAPACITY, MERV 9, 20X20X2 |  |  |  | 4 |  | 0 | 0 | October | 2026
B0906 RTU-9 SA | 001 | 000005090063 | 2026-10-13 00:21 | 1501002237 | FILTER, 30/30, DUAL 9, HIGH-CAPACITY, MERV 9, 20X25X2 | 1501002237 - FILTER, 30/30, DUAL 9, HIGH-CAPACITY, MERV 9, 20X25X2 |  |  |  | 4 |  | 16.46 | 65.84 | October | 2026
B0906 RTU-9 SA | 001 | 000005090063 | 2026-10-13 00:21 | 1501002232 | FILTER, 30/30, DUAL 9, HIGH-CAPACITY, MERV 9, 20X20X2 | 1501002232 - FILTER, 30/30, DUAL 9, HIGH-CAPACITY, MERV 9, 20X20X2 |  |  |  | 4 |  | 0 | 0 | October | 2026
B0951 RTU 1 SA | 001 | 000008099203 | 2026-10-14 | 1501002237 | FILTER, 30/30, DUAL 9, HIGH-CAPACITY, MERV 9, 20X25X2 | 1501002237 - FILTER, 30/30, DUAL 9, HIGH-CAPACITY, MERV 9, 20X25X2 |  |  |  | 4 |  | 16.46 | 65.84 | October | 2026
B0951 RTU 1 SA | 001 | 000008099203 | 2026-10-14 | 1501002232 | FILTER, 30/30, DUAL 9, HIGH-CAPACITY, MERV 9, 20X20X2 | 1501002232 - FILTER, 30/30, DUAL 9, HIGH-CAPACITY, MERV 9, 20X20X2 |  |  |  | 4 |  | 0 | 0 | October | 2026
B0960 AHU3-1 A | 001 | 000008093008 | 2026-10-14 | 1501002235 | FILTER, 30/30, DUAL 9, HIGH-CAPACITY, MERV 9, 16X20X2 | 1501002235 - FILTER, 30/30, DUAL 9, HIGH-CAPACITY, MERV 9, 16X20X2 |  |  |  | 1 |  | 0 | 0 | October | 2026
B0960 AHU3-1 A | 001 | 000008093008 | 2026-10-14 | 1501002236 | FILTER, 30/30, DUAL 9, HIGH-CAPACITY, MERV 9, 16X25X2 | 1501002236 - FILTER, 30/30, DUAL 9, HIGH-CAPACITY, MERV 9, 16X25X2 |  |  |  | 3 |  | 0 | 0 | October | 2026
B0960 AHU3-1 A | 001 | 000008093008 | 2026-10-14 | 1501002233 | FILTER, 30/30, DUAL 9, HIGH-CAPACITY, MERV 9, 20X24X2 | 1501002233 - FILTER, 30/30, DUAL 9, HIGH-CAPACITY, MERV 9, 20X24X2 |  |  |  | 8 |  | 0 | 0 | October | 2026
B0960 AHU3-1 A | 001 | 000008093008 | 2026-10-14 | 1501001177 | FILTER, MERV 13, 20 X 24 X 4, PLEATED MDL 40 HI-CAP (20X24X4) | 1501001177 - FILTER, MERV 13, 20 X 24 X 4, PLEATED MDL 40 HI-CAP (20X24X4) |  |  |  | 8 |  | 21.1864 | 169.4912 | October | 2026
B0960 AHU3-1 A | 001 | 000008093008 | 2026-10-14 | 1501001175 | FILTER, MERV 13, 16 X 25 X 4, PLEATED MDL 40 HI-CAP (16X25X4) | 1501001175 - FILTER, MERV 13, 16 X 25 X 4, PLEATED MDL 40 HI-CAP (16X25X4) |  |  |  | 3 |  | 0 | 0 | October | 2026
B0960 AHU3-1 A | 001 | 000008093008 | 2026-10-14 | 1501001207 | FILTER, MERV 13, 16 X 20 X 4, PLEATED MDL 40 HI-CAP (16X20X4) | 1501001207 - FILTER, MERV 13, 16 X 20 X 4, PLEATED MDL 40 HI-CAP (16X20X4) |  |  |  | 1 |  | 0 | 0 | October | 2026
B0960 AHU4-1 A | 001 | 000008091061 | 2026-10-14 | 1501002231 | FILTER, 30/30, DUAL 9, HIGH-CAPACITY, MERV 9, 12X24X2 | 1501002231 - FILTER, 30/30, DUAL 9, HIGH-CAPACITY, MERV 9, 12X24X2 |  |  |  | 3 |  | 0 | 0 | October | 2026
B0960 AHU4-1 A | 001 | 000008091061 | 2026-10-14 | 1501002235 | FILTER, 30/30, DUAL 9, HIGH-CAPACITY, MERV 9, 16X20X2 | 1501002235 - FILTER, 30/30, DUAL 9, HIGH-CAPACITY, MERV 9, 16X20X2 |  |  |  | 2 |  | 0 | 0 | October | 2026
B0960 AHU4-1 A | 001 | 000008091061 | 2026-10-14 | 1501002233 | FILTER, 30/30, DUAL 9, HIGH-CAPACITY, MERV 9, 20X24X2 | 1501002233 - FILTER, 30/30, DUAL 9, HIGH-CAPACITY, MERV 9, 20X24X2 |  |  |  | 6 |  | 0 | 0 | October | 2026
B0960 AHU4-1 A | 001 | 000008091061 | 2026-10-14 | 1501001185 | FILTER, MERV 13, 12 X 24 X 4, PLEATED MDL 40 HI-CAP (12X24X4) | 1501001185 - FILTER, MERV 13, 12 X 24 X 4, PLEATED MDL 40 HI-CAP (12X24X4) |  |  |  | 3 |  | 16.5892 | 49.7676 | October | 2026
B0960 AHU4-1 A | 001 | 000008091061 | 2026-10-14 | 1501001207 | FILTER, MERV 13, 16 X 20 X 4, PLEATED MDL 40 HI-CAP (16X20X4) | 1501001207 - FILTER, MERV 13, 16 X 20 X 4, PLEATED MDL 40 HI-CAP (16X20X4) |  |  |  | 2 |  | 0 | 0 | October | 2026
B0960 AHU4-1 A | 001 | 000008091061 | 2026-10-14 | 1501001177 | FILTER, MERV 13, 20 X 24 X 4, PLEATED MDL 40 HI-CAP (20X24X4) | 1501001177 - FILTER, MERV 13, 20 X 24 X 4, PLEATED MDL 40 HI-CAP (20X24X4) |  |  |  | 6 |  | 21.1864 | 127.1184 | October | 2026
B0960 FCU Q | 001 | 000008094031 | 2026-10-14 | 1501001123 | FILTER, 16 X 20 X 2, PLEATED MDL 40 HI-CAP MERV 10 (16X20X2) | 1501001123 - FILTER, 16 X 20 X 2, PLEATED MDL 40 HI-CAP MERV 10 (16X20X2) |  |  |  | 2 |  | 0 | 0 | October | 2026
B0960 FCU Q | 001 | 000008094504 | 2026-10-14 | 1501001123 | FILTER, 16 X 20 X 2, PLEATED MDL 40 HI-CAP MERV 10 (16X20X2) | 1501001123 - FILTER, 16 X 20 X 2, PLEATED MDL 40 HI-CAP MERV 10 (16X20X2) |  |  |  | 2 |  | 0 | 0 | October | 2026
B0960 FCU Q | 001 | 000008094028 | 2026-10-14 | 1501001125 | FILTER, 12 X 24 X 2, PLEATED MDL 40 HI-CAP MERV 10 (12X24X2) | 1501001125 - FILTER, 12 X 24 X 2, PLEATED MDL 40 HI-CAP MERV 10 (12X24X2) |  |  |  | 2 |  | 0 | 0 | October | 2026
B0960 MAU3-1 A | 001 | 000008093007 | 2026-10-14 | 1501002236 | FILTER, 30/30, DUAL 9, HIGH-CAPACITY, MERV 9, 16X25X2 | 1501002236 - FILTER, 30/30, DUAL 9, HIGH-CAPACITY, MERV 9, 16X25X2 |  |  |  | 4 |  | 0 | 0 | October | 2026
B0960 MAU3-1 A | 001 | 000008093007 | 2026-10-14 | 1501002237 | FILTER, 30/30, DUAL 9, HIGH-CAPACITY, MERV 9, 20X25X2 | 1501002237 - FILTER, 30/30, DUAL 9, HIGH-CAPACITY, MERV 9, 20X25X2 |  |  |  | 3 |  | 16.46 | 49.38 | October | 2026
B0960 MAU3-1 A | 001 | 000008093007 | 2026-10-14 | 1501001179 | FILTER, MERV 13, 20 X 25 X 4, PLEATED MDL 40 HI-CAP (20X25X4) | 1501001179 - FILTER, MERV 13, 20 X 25 X 4, PLEATED MDL 40 HI-CAP (20X25X4) |  |  |  | 3 |  | 0 | 0 | October | 2026
B0960 MAU3-1 A | 001 | 000008093007 | 2026-10-14 | 1501001175 | FILTER, MERV 13, 16 X 25 X 4, PLEATED MDL 40 HI-CAP (16X25X4) | 1501001175 - FILTER, MERV 13, 16 X 25 X 4, PLEATED MDL 40 HI-CAP (16X25X4) |  |  |  | 4 |  | 0 | 0 | October | 2026
B0960 MAU4-1 A | 001 | 000008091064 | 2026-10-14 | 1501002236 | FILTER, 30/30, DUAL 9, HIGH-CAPACITY, MERV 9, 16X25X2 | 1501002236 - FILTER, 30/30, DUAL 9, HIGH-CAPACITY, MERV 9, 16X25X2 |  |  |  | 4 |  | 0 | 0 | October | 2026
B0960 MAU4-1 A | 001 | 000008091064 | 2026-10-14 | 1501002237 | FILTER, 30/30, DUAL 9, HIGH-CAPACITY, MERV 9, 20X25X2 | 1501002237 - FILTER, 30/30, DUAL 9, HIGH-CAPACITY, MERV 9, 20X25X2 |  |  |  | 3 |  | 16.46 | 49.38 | October | 2026
B0960 MAU4-1 A | 001 | 000008091064 | 2026-10-14 | 1501001179 | FILTER, MERV 13, 20 X 25 X 4, PLEATED MDL 40 HI-CAP (20X25X4) | 1501001179 - FILTER, MERV 13, 20 X 25 X 4, PLEATED MDL 40 HI-CAP (20X25X4) |  |  |  | 3 |  | 0 | 0 | October | 2026
B0960 MAU4-1 A | 001 | 000008091064 | 2026-10-14 | 1501001175 | FILTER, MERV 13, 16 X 25 X 4, PLEATED MDL 40 HI-CAP (16X25X4) | 1501001175 - FILTER, MERV 13, 16 X 25 X 4, PLEATED MDL 40 HI-CAP (16X25X4) |  |  |  | 4 |  | 0 | 0 | October | 2026
DAHU-Q-1-DTO | 001 | 000000201014 | 2026-10-14 | 1501001141 | FILTER, 16 X 25 X 1, PLEATED MDL 40 HI-CAP MERV 10 (16X25X1) | 1501001141 - FILTER, 16 X 25 X 1, PLEATED MDL 40 HI-CAP MERV 10 (16X25X1) |  |  |  | 3 |  | 0 | 0 | October | 2026
B0960 FCU Q | 001 | 000008093011 | 2026-10-21 | 1501001123 | FILTER, 16 X 20 X 2, PLEATED MDL 40 HI-CAP MERV 10 (16X20X2) | 1501001123 - FILTER, 16 X 20 X 2, PLEATED MDL 40 HI-CAP MERV 10 (16X20X2) |  |  |  | 2 |  | 0 | 0 | October | 2026
B0960 FCU Q | 001 | 000008093028 | 2026-10-21 | 1501001123 | FILTER, 16 X 20 X 2, PLEATED MDL 40 HI-CAP MERV 10 (16X20X2) | 1501001123 - FILTER, 16 X 20 X 2, PLEATED MDL 40 HI-CAP MERV 10 (16X20X2) |  |  |  | 2 |  | 0 | 0 | October | 2026
B0960 FCU Q | 001 | 000008093062 | 2026-10-21 | 1501001125 | FILTER, 12 X 24 X 2, PLEATED MDL 40 HI-CAP MERV 10 (12X24X2) | 1501001125 - FILTER, 12 X 24 X 2, PLEATED MDL 40 HI-CAP MERV 10 (12X24X2) |  |  |  | 1 |  | 0 | 0 | October | 2026
CRU-Q-1-DTO | 001 | 000000201006 | 2026-10-21 | 1501001179 | FILTER, MERV 13, 20 X 25 X 4, PLEATED MDL 40 HI-CAP (20X25X4) | 1501001179 - FILTER, MERV 13, 20 X 25 X 4, PLEATED MDL 40 HI-CAP (20X25X4) |  |  |  | 1 |  | 0 | 0 | October | 2026
CRU-Q-1-DTO | 001 | 000000201006 | 2026-10-21 | 1501001207 | FILTER, MERV 13, 16 X 20 X 4, PLEATED MDL 40 HI-CAP (16X20X4) | 1501001207 - FILTER, MERV 13, 16 X 20 X 4, PLEATED MDL 40 HI-CAP (16X20X4) |  |  |  | 3 |  | 0 | 0 | October | 2026
B0960 FCU Q | 001 | 000008092018 | 2026-10-28 | 1501001123 | FILTER, 16 X 20 X 2, PLEATED MDL 40 HI-CAP MERV 10 (16X20X2) | 1501001123 - FILTER, 16 X 20 X 2, PLEATED MDL 40 HI-CAP MERV 10 (16X20X2) |  |  |  | 2 |  | 0 | 0 | October | 2026
B0960 FCU Q | 001 | 000008092039 | 2026-10-28 | 1501001123 | FILTER, 16 X 20 X 2, PLEATED MDL 40 HI-CAP MERV 10 (16X20X2) | 1501001123 - FILTER, 16 X 20 X 2, PLEATED MDL 40 HI-CAP MERV 10 (16X20X2) |  |  |  | 2 |  | 0 | 0 | October | 2026
B0960 FCU Q | 001 | 000008091006 | 2026-11-06 | 1501001123 | FILTER, 16 X 20 X 2, PLEATED MDL 40 HI-CAP MERV 10 (16X20X2) | 1501001123 - FILTER, 16 X 20 X 2, PLEATED MDL 40 HI-CAP MERV 10 (16X20X2) |  |  |  | 2 |  | 0 | 0 | November | 2026
B0960 FCU Q | 001 | 000008091011 | 2026-11-06 | 1501001125 | FILTER, 12 X 24 X 2, PLEATED MDL 40 HI-CAP MERV 10 (12X24X2) | 1501001125 - FILTER, 12 X 24 X 2, PLEATED MDL 40 HI-CAP MERV 10 (12X24X2) |  |  |  | 1 |  | 0 | 0 | November | 2026
B0960 PTU S | 001 | 000008094006 | 2026-11-06 | 1501001139 | FILTER, 16 X 20 X 1, PLEATED MDL 40 HI-CAP MERV 10 (16X20X1) (ACTUAL SIZE: 15-1/2"X19-1/2"X3/4") | 1501001139 - FILTER, 16 X 20 X 1, PLEATED MDL 40 HI-CAP MERV 10 (16X20X1) (ACTUAL SIZE: 15-1/2"X19-1/2"X3/4") |  |  |  | 1 |  | 0 | 0 | November | 2026
B0960 PTU S | 001 | 000008094007 | 2026-11-06 | 1501001139 | FILTER, 16 X 20 X 1, PLEATED MDL 40 HI-CAP MERV 10 (16X20X1) (ACTUAL SIZE: 15-1/2"X19-1/2"X3/4") | 1501001139 - FILTER, 16 X 20 X 1, PLEATED MDL 40 HI-CAP MERV 10 (16X20X1) (ACTUAL SIZE: 15-1/2"X19-1/2"X3/4") |  |  |  | 1 |  | 0 | 0 | November | 2026
B0960 PTU S | 001 | 000008094008 | 2026-11-06 | 1501001133 | FILTER, 20 X 20 X 1, PLEATED MDL 40 STANDARD MERV 10 (20X20X1) | 1501001133 - FILTER, 20 X 20 X 1, PLEATED MDL 40 STANDARD MERV 10 (20X20X1) |  |  |  | 1 |  | 0 | 0 | November | 2026
B0960 PTU S | 001 | 000008094025 | 2026-11-06 | 1501001139 | FILTER, 16 X 20 X 1, PLEATED MDL 40 HI-CAP MERV 10 (16X20X1) (ACTUAL SIZE: 15-1/2"X19-1/2"X3/4") | 1501001139 - FILTER, 16 X 20 X 1, PLEATED MDL 40 HI-CAP MERV 10 (16X20X1) (ACTUAL SIZE: 15-1/2"X19-1/2"X3/4") |  |  |  | 1 |  | 0 | 0 | November | 2026
B0960 PTU S | 001 | 000008094041 | 2026-11-06 | 1501001143 | FILTER, 14 X 20 X 1, PLEATED MDL 40 HI-CAP MERV 10 (14X20X1) | 1501001143 - FILTER, 14 X 20 X 1, PLEATED MDL 40 HI-CAP MERV 10 (14X20X1) |  |  |  | 1 |  | 0 | 0 | November | 2026
B0960 PTU S | 001 | 000008094506 | 2026-11-06 | 1501001133 | FILTER, 20 X 20 X 1, PLEATED MDL 40 STANDARD MERV 10 (20X20X1) | 1501001133 - FILTER, 20 X 20 X 1, PLEATED MDL 40 STANDARD MERV 10 (20X20X1) |  |  |  | 1 |  | 0 | 0 | November | 2026
B0960 FCU Q | 001 | 000008093588 | 2026-11-12 | 1501001125 | FILTER, 12 X 24 X 2, PLEATED MDL 40 HI-CAP MERV 10 (12X24X2) | 1501001125 - FILTER, 12 X 24 X 2, PLEATED MDL 40 HI-CAP MERV 10 (12X24X2) |  |  |  | 1 |  | 0 | 0 | November | 2026
B0960 FCU Q | 001 | 000008093589 | 2026-11-12 | 1501001122 | FILTER, 16 X 25 X 2, PLEATED MDL 40 HI-CAP MERV 10 (16X25X2) | 1501001122 - FILTER, 16 X 25 X 2, PLEATED MDL 40 HI-CAP MERV 10 (16X25X2) |  |  |  | 3 |  | 0 | 0 | November | 2026
B0960 FCU Q | 001 | 000008093591 | 2026-11-12 | 1501001125 | FILTER, 12 X 24 X 2, PLEATED MDL 40 HI-CAP MERV 10 (12X24X2) | 1501001125 - FILTER, 12 X 24 X 2, PLEATED MDL 40 HI-CAP MERV 10 (12X24X2) |  |  |  | 1 |  | 0 | 0 | November | 2026
B0960 FCU Q | 001 | 000008093592 | 2026-11-12 | 1501001125 | FILTER, 12 X 24 X 2, PLEATED MDL 40 HI-CAP MERV 10 (12X24X2) | 1501001125 - FILTER, 12 X 24 X 2, PLEATED MDL 40 HI-CAP MERV 10 (12X24X2) |  |  |  | 1 |  | 0 | 0 | November | 2026
B0916 FCU Q | 001 | 000008099000 | 2026-11-13 | 1501002235 | FILTER, 30/30, DUAL 9, HIGH-CAPACITY, MERV 9, 16X20X2 | 1501002235 - FILTER, 30/30, DUAL 9, HIGH-CAPACITY, MERV 9, 16X20X2 |  |  |  | 2 |  | 0 | 0 | November | 2026
B0916 FCU Q | 001 | 000008099001 | 2026-11-13 | 1501002235 | FILTER, 30/30, DUAL 9, HIGH-CAPACITY, MERV 9, 16X20X2 | 1501002235 - FILTER, 30/30, DUAL 9, HIGH-CAPACITY, MERV 9, 16X20X2 |  |  |  | 2 |  | 0 | 0 | November | 2026
B0916 FCU Q | 001 | 000008099004 | 2026-11-13 | 1501002236 | FILTER, 30/30, DUAL 9, HIGH-CAPACITY, MERV 9, 16X25X2 | 1501002236 - FILTER, 30/30, DUAL 9, HIGH-CAPACITY, MERV 9, 16X25X2 |  |  |  | 4 |  | 0 | 0 | November | 2026
B0917 AHU-3 SA | 001 | 000008094990 | 2026-11-16 | 1501002240 | FILTER, 30/30, DUAL 9, HIGH-CAPACITY, MERV 9, 16X24X4 | 1501002240 - FILTER, 30/30, DUAL 9, HIGH-CAPACITY, MERV 9, 16X24X4 |  |  |  | 18 |  | 23.1101 | 415.9818 | November | 2026
B0917 AHU-S | 001 | 000008099550 | 2026-11-16 | 1501001179 | FILTER, MERV 13, 20 X 25 X 4, PLEATED MDL 40 HI-CAP (20X25X4) | 1501001179 - FILTER, MERV 13, 20 X 25 X 4, PLEATED MDL 40 HI-CAP (20X25X4) |  |  |  | 2 |  | 0 | 0 | November | 2026
B0917 AHU-S | 001 | 000008099551 | 2026-11-16 | 1501001179 | FILTER, MERV 13, 20 X 25 X 4, PLEATED MDL 40 HI-CAP (20X25X4) | 1501001179 - FILTER, MERV 13, 20 X 25 X 4, PLEATED MDL 40 HI-CAP (20X25X4) |  |  |  | 3 |  | 0 | 0 | November | 2026
B0960 AHU1-1 A | 001 | 000008093580 | 2026-11-16 | 1501002237 | FILTER, 30/30, DUAL 9, HIGH-CAPACITY, MERV 9, 20X25X2 | 1501002237 - FILTER, 30/30, DUAL 9, HIGH-CAPACITY, MERV 9, 20X25X2 |  |  |  | 3 |  | 16.46 | 49.38 | November | 2026
B0960 AHU1-1 A | 001 | 000008093580 | 2026-11-16 | 1501002236 | FILTER, 30/30, DUAL 9, HIGH-CAPACITY, MERV 9, 16X25X2 | 1501002236 - FILTER, 30/30, DUAL 9, HIGH-CAPACITY, MERV 9, 16X25X2 |  |  |  | 4 |  | 0 | 0 | November | 2026
B0960 AHU1-1 A | 001 | 000008093580 | 2026-11-16 | 1501001179 | FILTER, MERV 13, 20 X 25 X 4, PLEATED MDL 40 HI-CAP (20X25X4) | 1501001179 - FILTER, MERV 13, 20 X 25 X 4, PLEATED MDL 40 HI-CAP (20X25X4) |  |  |  | 3 |  | 0 | 0 | November | 2026
B0960 AHU1-1 A | 001 | 000008093580 | 2026-11-16 | 1501001175 | FILTER, MERV 13, 16 X 25 X 4, PLEATED MDL 40 HI-CAP (16X25X4) | 1501001175 - FILTER, MERV 13, 16 X 25 X 4, PLEATED MDL 40 HI-CAP (16X25X4) |  |  |  | 4 |  | 0 | 0 | November | 2026
B0960 AHU5-1 A | 001 | 000008091121 | 2026-11-16 | 1501002231 | FILTER, 30/30, DUAL 9, HIGH-CAPACITY, MERV 9, 12X24X2 | 1501002231 - FILTER, 30/30, DUAL 9, HIGH-CAPACITY, MERV 9, 12X24X2 |  |  |  | 3 |  | 0 | 0 | November | 2026
B0960 AHU5-1 A | 001 | 000008091121 | 2026-11-16 | 1501002235 | FILTER, 30/30, DUAL 9, HIGH-CAPACITY, MERV 9, 16X20X2 | 1501002235 - FILTER, 30/30, DUAL 9, HIGH-CAPACITY, MERV 9, 16X20X2 |  |  |  | 2 |  | 0 | 0 | November | 2026
B0960 AHU5-1 A | 001 | 000008091121 | 2026-11-16 | 1501002233 | FILTER, 30/30, DUAL 9, HIGH-CAPACITY, MERV 9, 20X24X2 | 1501002233 - FILTER, 30/30, DUAL 9, HIGH-CAPACITY, MERV 9, 20X24X2 |  |  |  | 6 |  | 0 | 0 | November | 2026
B0960 AHU5-1 A | 001 | 000008091121 | 2026-11-16 | 1501001185 | FILTER, MERV 13, 12 X 24 X 4, PLEATED MDL 40 HI-CAP (12X24X4) | 1501001185 - FILTER, MERV 13, 12 X 24 X 4, PLEATED MDL 40 HI-CAP (12X24X4) |  |  |  | 3 |  | 16.5892 | 49.7676 | November | 2026
B0960 AHU5-1 A | 001 | 000008091121 | 2026-11-16 | 1501001207 | FILTER, MERV 13, 16 X 20 X 4, PLEATED MDL 40 HI-CAP (16X20X4) | 1501001207 - FILTER, MERV 13, 16 X 20 X 4, PLEATED MDL 40 HI-CAP (16X20X4) |  |  |  | 2 |  | 0 | 0 | November | 2026
B0960 AHU5-1 A | 001 | 000008091121 | 2026-11-16 | 1501001177 | FILTER, MERV 13, 20 X 24 X 4, PLEATED MDL 40 HI-CAP (20X24X4) | 1501001177 - FILTER, MERV 13, 20 X 24 X 4, PLEATED MDL 40 HI-CAP (20X24X4) |  |  |  | 6 |  | 21.1864 | 127.1184 | November | 2026
B0960 MAU5-1 A | 001 | 000008091123 | 2026-11-16 | 1501002231 | FILTER, 30/30, DUAL 9, HIGH-CAPACITY, MERV 9, 12X24X2 | 1501002231 - FILTER, 30/30, DUAL 9, HIGH-CAPACITY, MERV 9, 12X24X2 |  |  |  | 3 |  | 0 | 0 | November | 2026
B0960 MAU5-1 A | 001 | 000008091123 | 2026-11-16 | 1501002235 | FILTER, 30/30, DUAL 9, HIGH-CAPACITY, MERV 9, 16X20X2 | 1501002235 - FILTER, 30/30, DUAL 9, HIGH-CAPACITY, MERV 9, 16X20X2 |  |  |  | 2 |  | 0 | 0 | November | 2026
B0960 MAU5-1 A | 001 | 000008091123 | 2026-11-16 | 1501002232 | FILTER, 30/30, DUAL 9, HIGH-CAPACITY, MERV 9, 20X20X2 | 1501002232 - FILTER, 30/30, DUAL 9, HIGH-CAPACITY, MERV 9, 20X20X2 |  |  |  | 6 |  | 0 | 0 | November | 2026
B0960 MAU5-1 A | 001 | 000008091123 | 2026-11-16 | 1501001185 | FILTER, MERV 13, 12 X 24 X 4, PLEATED MDL 40 HI-CAP (12X24X4) | 1501001185 - FILTER, MERV 13, 12 X 24 X 4, PLEATED MDL 40 HI-CAP (12X24X4) |  |  |  | 3 |  | 16.5892 | 49.7676 | November | 2026
B0960 MAU5-1 A | 001 | 000008091123 | 2026-11-16 | 1501001207 | FILTER, MERV 13, 16 X 20 X 4, PLEATED MDL 40 HI-CAP (16X20X4) | 1501001207 - FILTER, MERV 13, 16 X 20 X 4, PLEATED MDL 40 HI-CAP (16X20X4) |  |  |  | 2 |  | 0 | 0 | November | 2026
B0960 MAU5-1 A | 001 | 000008091123 | 2026-11-16 | 1501001176 | FILTER, MERV 13, 20 X 20 X 4, PLEATED MDL 40 HI-CAP (20X20X4) | 1501001176 - FILTER, MERV 13, 20 X 20 X 4, PLEATED MDL 40 HI-CAP (20X20X4) |  |  |  | 6 |  | 20.58 | 123.48 | November | 2026
DAHU-Q-1-DTO | 001 | 000000201015 | 2026-11-19 | 1501001141 | FILTER, 16 X 25 X 1, PLEATED MDL 40 HI-CAP MERV 10 (16X25X1) | 1501001141 - FILTER, 16 X 25 X 1, PLEATED MDL 40 HI-CAP MERV 10 (16X25X1) |  |  |  | 4 |  | 0 | 0 | November | 2026
B0906 300-11 A | 001 | 000002090068 | 2026-11-19 00:21 | 1501002234 | FILTER, 30/30, DUAL 9, HIGH-CAPACITY, MERV 9, 24X24X2 | 1501002234 - FILTER, 30/30, DUAL 9, HIGH-CAPACITY, MERV 9, 24X24X2 |  |  |  | 1 |  | 0 | 0 | November | 2026
B0906 300-11 A | 001 | 000002090068 | 2026-11-19 00:21 | 1501002231 | FILTER, 30/30, DUAL 9, HIGH-CAPACITY, MERV 9, 12X24X2 | 1501002231 - FILTER, 30/30, DUAL 9, HIGH-CAPACITY, MERV 9, 12X24X2 |  |  |  | 2 |  | 0 | 0 | November | 2026
B0906 300-11 A | 001 | 000002090068 | 2026-11-19 00:21 | 1501002210 | FILTER, BAG, 24X24X12, MERV14A, CAMFIL 10P, 405619A12 | 1501002210 - FILTER, BAG, 24X24X12, MERV14A, CAMFIL 10P, 405619A12 |  |  |  | 1 |  | 0 | 0 | November | 2026
B0906 300-11 A | 001 | 000002090068 | 2026-11-19 00:21 | 1501002200 | FILTER, BAG, 12X24X12, HEIGHT X WIDTH X DEPTH, (HORIZONTAL CONFIGURATION), MERV14A, CAMFIL 10P, 405619F12 | 1501002200 - FILTER, BAG, 12X24X12, HEIGHT X WIDTH X DEPTH, (HORIZONTAL CONFIGURATION), MERV14A, CAMFIL 10P, 405619F12 |  |  |  | 2 |  | 78.19 | 156.38 | November | 2026
B0906 300-11 SA | 001 | 000002090068 | 2026-11-19 00:21 | 1501002234 | FILTER, 30/30, DUAL 9, HIGH-CAPACITY, MERV 9, 24X24X2 | 1501002234 - FILTER, 30/30, DUAL 9, HIGH-CAPACITY, MERV 9, 24X24X2 |  |  |  | 1 |  | 0 | 0 | November | 2026
B0906 300-11 SA | 001 | 000002090068 | 2026-11-19 00:21 | 1501002231 | FILTER, 30/30, DUAL 9, HIGH-CAPACITY, MERV 9, 12X24X2 | 1501002231 - FILTER, 30/30, DUAL 9, HIGH-CAPACITY, MERV 9, 12X24X2 |  |  |  | 2 |  | 0 | 0 | November | 2026
B0906 300-12 A | 001 | 000002090047 | 2026-11-19 00:21 | 1501002234 | FILTER, 30/30, DUAL 9, HIGH-CAPACITY, MERV 9, 24X24X2 | 1501002234 - FILTER, 30/30, DUAL 9, HIGH-CAPACITY, MERV 9, 24X24X2 |  |  |  | 1 |  | 0 | 0 | November | 2026
B0906 300-12 A | 001 | 000002090047 | 2026-11-19 00:21 | 1501002231 | FILTER, 30/30, DUAL 9, HIGH-CAPACITY, MERV 9, 12X24X2 | 1501002231 - FILTER, 30/30, DUAL 9, HIGH-CAPACITY, MERV 9, 12X24X2 |  |  |  | 2 |  | 0 | 0 | November | 2026
B0906 300-12 A | 001 | 000002090047 | 2026-11-19 00:21 | 1501002210 | FILTER, BAG, 24X24X12, MERV14A, CAMFIL 10P, 405619A12 | 1501002210 - FILTER, BAG, 24X24X12, MERV14A, CAMFIL 10P, 405619A12 |  |  |  | 1 |  | 0 | 0 | November | 2026
B0906 300-12 A | 001 | 000002090047 | 2026-11-19 00:21 | 1501002200 | FILTER, BAG, 12X24X12, HEIGHT X WIDTH X DEPTH, (HORIZONTAL CONFIGURATION), MERV14A, CAMFIL 10P, 405619F12 | 1501002200 - FILTER, BAG, 12X24X12, HEIGHT X WIDTH X DEPTH, (HORIZONTAL CONFIGURATION), MERV14A, CAMFIL 10P, 405619F12 |  |  |  | 2 |  | 78.19 | 156.38 | November | 2026
B0906 300-12 SA | 001 | 000002090047 | 2026-11-19 00:21 | 1501002234 | FILTER, 30/30, DUAL 9, HIGH-CAPACITY, MERV 9, 24X24X2 | 1501002234 - FILTER, 30/30, DUAL 9, HIGH-CAPACITY, MERV 9, 24X24X2 |  |  |  | 1 |  | 0 | 0 | November | 2026
B0906 300-12 SA | 001 | 000002090047 | 2026-11-19 00:21 | 1501002231 | FILTER, 30/30, DUAL 9, HIGH-CAPACITY, MERV 9, 12X24X2 | 1501002231 - FILTER, 30/30, DUAL 9, HIGH-CAPACITY, MERV 9, 12X24X2 |  |  |  | 2 |  | 0 | 0 | November | 2026
B0906 300-15 A | 001 | 000002090048 | 2026-11-19 00:21 | 1501002234 | FILTER, 30/30, DUAL 9, HIGH-CAPACITY, MERV 9, 24X24X2 | 1501002234 - FILTER, 30/30, DUAL 9, HIGH-CAPACITY, MERV 9, 24X24X2 |  |  |  | 1 |  | 0 | 0 | November | 2026
B0906 300-15 A | 001 | 000002090048 | 2026-11-19 00:21 | 1501002231 | FILTER, 30/30, DUAL 9, HIGH-CAPACITY, MERV 9, 12X24X2 | 1501002231 - FILTER, 30/30, DUAL 9, HIGH-CAPACITY, MERV 9, 12X24X2 |  |  |  | 2 |  | 0 | 0 | November | 2026
B0906 300-15 A | 001 | 000002090048 | 2026-11-19 00:21 | 1501002210 | FILTER, BAG, 24X24X12, MERV14A, CAMFIL 10P, 405619A12 | 1501002210 - FILTER, BAG, 24X24X12, MERV14A, CAMFIL 10P, 405619A12 |  |  |  | 1 |  | 0 | 0 | November | 2026
B0906 300-15 A | 001 | 000002090048 | 2026-11-19 00:21 | 1501002200 | FILTER, BAG, 12X24X12, HEIGHT X WIDTH X DEPTH, (HORIZONTAL CONFIGURATION), MERV14A, CAMFIL 10P, 405619F12 | 1501002200 - FILTER, BAG, 12X24X12, HEIGHT X WIDTH X DEPTH, (HORIZONTAL CONFIGURATION), MERV14A, CAMFIL 10P, 405619F12 |  |  |  | 2 |  | 78.19 | 156.38 | November | 2026
B0906 300-15 SA | 001 | 000002090048 | 2026-11-19 00:21 | 1501002234 | FILTER, 30/30, DUAL 9, HIGH-CAPACITY, MERV 9, 24X24X2 | 1501002234 - FILTER, 30/30, DUAL 9, HIGH-CAPACITY, MERV 9, 24X24X2 |  |  |  | 1 |  | 0 | 0 | November | 2026
B0906 300-15 SA | 001 | 000002090048 | 2026-11-19 00:21 | 1501002231 | FILTER, 30/30, DUAL 9, HIGH-CAPACITY, MERV 9, 12X24X2 | 1501002231 - FILTER, 30/30, DUAL 9, HIGH-CAPACITY, MERV 9, 12X24X2 |  |  |  | 2 |  | 0 | 0 | November | 2026
B0906 300-4 A | 001 | 000002090069 | 2026-11-19 00:21 | 1501002234 | FILTER, 30/30, DUAL 9, HIGH-CAPACITY, MERV 9, 24X24X2 | 1501002234 - FILTER, 30/30, DUAL 9, HIGH-CAPACITY, MERV 9, 24X24X2 |  |  |  | 1 |  | 0 | 0 | November | 2026
B0906 300-4 A | 001 | 000002090069 | 2026-11-19 00:21 | 1501002231 | FILTER, 30/30, DUAL 9, HIGH-CAPACITY, MERV 9, 12X24X2 | 1501002231 - FILTER, 30/30, DUAL 9, HIGH-CAPACITY, MERV 9, 12X24X2 |  |  |  | 2 |  | 0 | 0 | November | 2026
B0906 300-4 A | 001 | 000002090069 | 2026-11-19 00:21 | 1501002210 | FILTER, BAG, 24X24X12, MERV14A, CAMFIL 10P, 405619A12 | 1501002210 - FILTER, BAG, 24X24X12, MERV14A, CAMFIL 10P, 405619A12 |  |  |  | 1 |  | 0 | 0 | November | 2026
B0906 300-4 A | 001 | 000002090069 | 2026-11-19 00:21 | 1501002200 | FILTER, BAG, 12X24X12, HEIGHT X WIDTH X DEPTH, (HORIZONTAL CONFIGURATION), MERV14A, CAMFIL 10P, 405619F12 | 1501002200 - FILTER, BAG, 12X24X12, HEIGHT X WIDTH X DEPTH, (HORIZONTAL CONFIGURATION), MERV14A, CAMFIL 10P, 405619F12 |  |  |  | 2 |  | 78.19 | 156.38 | November | 2026
B0906 300-4 SA | 001 | 000002090069 | 2026-11-19 00:21 | 1501002234 | FILTER, 30/30, DUAL 9, HIGH-CAPACITY, MERV 9, 24X24X2 | 1501002234 - FILTER, 30/30, DUAL 9, HIGH-CAPACITY, MERV 9, 24X24X2 |  |  |  | 1 |  | 0 | 0 | November | 2026
B0906 300-4 SA | 001 | 000002090069 | 2026-11-19 00:21 | 1501002231 | FILTER, 30/30, DUAL 9, HIGH-CAPACITY, MERV 9, 12X24X2 | 1501002231 - FILTER, 30/30, DUAL 9, HIGH-CAPACITY, MERV 9, 12X24X2 |  |  |  | 2 |  | 0 | 0 | November | 2026
B0906 300-5 SA | 001 | 000008093950 | 2026-11-19 00:21 | 1501002237 | FILTER, 30/30, DUAL 9, HIGH-CAPACITY, MERV 9, 20X25X2 | 1501002237 - FILTER, 30/30, DUAL 9, HIGH-CAPACITY, MERV 9, 20X25X2 |  |  |  | 4 |  | 16.46 | 65.84 | November | 2026
B0906 400-1 SA | 001 | 000005090064 | 2026-11-19 00:21 | 1501002237 | FILTER, 30/30, DUAL 9, HIGH-CAPACITY, MERV 9, 20X25X2 | 1501002237 - FILTER, 30/30, DUAL 9, HIGH-CAPACITY, MERV 9, 20X25X2 |  |  |  | 8 |  | 16.46 | 131.68 | November | 2026
B0906 400-2 A | 001 | 000002090053 | 2026-11-19 00:21 | 1501002234 | FILTER, 30/30, DUAL 9, HIGH-CAPACITY, MERV 9, 24X24X2 | 1501002234 - FILTER, 30/30, DUAL 9, HIGH-CAPACITY, MERV 9, 24X24X2 |  |  |  | 2 |  | 0 | 0 | November | 2026
B0906 400-2 A | 001 | 000002090053 | 2026-11-19 00:21 | 1501002231 | FILTER, 30/30, DUAL 9, HIGH-CAPACITY, MERV 9, 12X24X2 | 1501002231 - FILTER, 30/30, DUAL 9, HIGH-CAPACITY, MERV 9, 12X24X2 |  |  |  | 2 |  | 0 | 0 | November | 2026
B0906 400-2 A | 001 | 000002090053 | 2026-11-19 00:21 | 1501002210 | FILTER, BAG, 24X24X12, MERV14A, CAMFIL 10P, 405619A12 | 1501002210 - FILTER, BAG, 24X24X12, MERV14A, CAMFIL 10P, 405619A12 |  |  |  | 2 |  | 0 | 0 | November | 2026
B0906 400-2 A | 001 | 000002090053 | 2026-11-19 00:21 | 1501002200 | FILTER, BAG, 12X24X12, HEIGHT X WIDTH X DEPTH, (HORIZONTAL CONFIGURATION), MERV14A, CAMFIL 10P, 405619F12 | 1501002200 - FILTER, BAG, 12X24X12, HEIGHT X WIDTH X DEPTH, (HORIZONTAL CONFIGURATION), MERV14A, CAMFIL 10P, 405619F12 |  |  |  | 2 |  | 78.19 | 156.38 | November | 2026
B0906 500-1 A | 001 | 000002090054 | 2026-11-19 00:21 | 1501002234 | FILTER, 30/30, DUAL 9, HIGH-CAPACITY, MERV 9, 24X24X2 | 1501002234 - FILTER, 30/30, DUAL 9, HIGH-CAPACITY, MERV 9, 24X24X2 |  |  |  | 1 |  | 0 | 0 | November | 2026
B0906 500-1 A | 001 | 000002090054 | 2026-11-19 00:21 | 1501002231 | FILTER, 30/30, DUAL 9, HIGH-CAPACITY, MERV 9, 12X24X2 | 1501002231 - FILTER, 30/30, DUAL 9, HIGH-CAPACITY, MERV 9, 12X24X2 |  |  |  | 2 |  | 0 | 0 | November | 2026
B0906 500-1 A | 001 | 000002090054 | 2026-11-19 00:21 | 1501002210 | FILTER, BAG, 24X24X12, MERV14A, CAMFIL 10P, 405619A12 | 1501002210 - FILTER, BAG, 24X24X12, MERV14A, CAMFIL 10P, 405619A12 |  |  |  | 1 |  | 0 | 0 | November | 2026
B0906 500-1 A | 001 | 000002090054 | 2026-11-19 00:21 | 1501002200 | FILTER, BAG, 12X24X12, HEIGHT X WIDTH X DEPTH, (HORIZONTAL CONFIGURATION), MERV14A, CAMFIL 10P, 405619F12 | 1501002200 - FILTER, BAG, 12X24X12, HEIGHT X WIDTH X DEPTH, (HORIZONTAL CONFIGURATION), MERV14A, CAMFIL 10P, 405619F12 |  |  |  | 2 |  | 78.19 | 156.38 | November | 2026
B0906 500-1 SA | 001 | 000002090054 | 2026-11-19 00:21 | 1501002231 | FILTER, 30/30, DUAL 9, HIGH-CAPACITY, MERV 9, 12X24X2 | 1501002231 - FILTER, 30/30, DUAL 9, HIGH-CAPACITY, MERV 9, 12X24X2 |  |  |  | 2 |  | 0 | 0 | November | 2026
B0906 500-10 A | 001 | 000002090055 | 2026-11-19 00:21 | 1501002234 | FILTER, 30/30, DUAL 9, HIGH-CAPACITY, MERV 9, 24X24X2 | 1501002234 - FILTER, 30/30, DUAL 9, HIGH-CAPACITY, MERV 9, 24X24X2 |  |  |  | 1 |  | 0 | 0 | November | 2026
B0906 500-10 A | 001 | 000002090055 | 2026-11-19 00:21 | 1501002231 | FILTER, 30/30, DUAL 9, HIGH-CAPACITY, MERV 9, 12X24X2 | 1501002231 - FILTER, 30/30, DUAL 9, HIGH-CAPACITY, MERV 9, 12X24X2 |  |  |  | 1 |  | 0 | 0 | November | 2026
B0906 500-10 A | 001 | 000002090055 | 2026-11-19 00:21 | 1501002210 | FILTER, BAG, 24X24X12, MERV14A, CAMFIL 10P, 405619A12 | 1501002210 - FILTER, BAG, 24X24X12, MERV14A, CAMFIL 10P, 405619A12 |  |  |  | 1 |  | 0 | 0 | November | 2026
B0906 500-10 A | 001 | 000002090055 | 2026-11-19 00:21 | 1501002200 | FILTER, BAG, 12X24X12, HEIGHT X WIDTH X DEPTH, (HORIZONTAL CONFIGURATION), MERV14A, CAMFIL 10P, 405619F12 | 1501002200 - FILTER, BAG, 12X24X12, HEIGHT X WIDTH X DEPTH, (HORIZONTAL CONFIGURATION), MERV14A, CAMFIL 10P, 405619F12 |  |  |  | 1 |  | 78.19 | 78.19 | November | 2026
B0906 500-10 SA | 001 | 000002090055 | 2026-11-19 00:21 | 1501002231 | FILTER, 30/30, DUAL 9, HIGH-CAPACITY, MERV 9, 12X24X2 | 1501002231 - FILTER, 30/30, DUAL 9, HIGH-CAPACITY, MERV 9, 12X24X2 |  |  |  | 1 |  | 0 | 0 | November | 2026
B0906 500-11 A | 001 | 000002090056 | 2026-11-19 00:21 | 1501002234 | FILTER, 30/30, DUAL 9, HIGH-CAPACITY, MERV 9, 24X24X2 | 1501002234 - FILTER, 30/30, DUAL 9, HIGH-CAPACITY, MERV 9, 24X24X2 |  |  |  | 1 |  | 0 | 0 | November | 2026
B0906 500-11 A | 001 | 000002090056 | 2026-11-19 00:21 | 1501002231 | FILTER, 30/30, DUAL 9, HIGH-CAPACITY, MERV 9, 12X24X2 | 1501002231 - FILTER, 30/30, DUAL 9, HIGH-CAPACITY, MERV 9, 12X24X2 |  |  |  | 2 |  | 0 | 0 | November | 2026
B0906 500-11 A | 001 | 000002090056 | 2026-11-19 00:21 | 1501002210 | FILTER, BAG, 24X24X12, MERV14A, CAMFIL 10P, 405619A12 | 1501002210 - FILTER, BAG, 24X24X12, MERV14A, CAMFIL 10P, 405619A12 |  |  |  | 1 |  | 0 | 0 | November | 2026
B0906 500-11 A | 001 | 000002090056 | 2026-11-19 00:21 | 1501002200 | FILTER, BAG, 12X24X12, HEIGHT X WIDTH X DEPTH, (HORIZONTAL CONFIGURATION), MERV14A, CAMFIL 10P, 405619F12 | 1501002200 - FILTER, BAG, 12X24X12, HEIGHT X WIDTH X DEPTH, (HORIZONTAL CONFIGURATION), MERV14A, CAMFIL 10P, 405619F12 |  |  |  | 2 |  | 78.19 | 156.38 | November | 2026
B0906 500-11 SA | 001 | 000002090056 | 2026-11-19 00:21 | 1501002231 | FILTER, 30/30, DUAL 9, HIGH-CAPACITY, MERV 9, 12X24X2 | 1501002231 - FILTER, 30/30, DUAL 9, HIGH-CAPACITY, MERV 9, 12X24X2 |  |  |  | 2 |  | 0 | 0 | November | 2026
B0906 500-2 A | 001 | 000002090057 | 2026-11-19 00:21 | 1501002234 | FILTER, 30/30, DUAL 9, HIGH-CAPACITY, MERV 9, 24X24X2 | 1501002234 - FILTER, 30/30, DUAL 9, HIGH-CAPACITY, MERV 9, 24X24X2 |  |  |  | 1 |  | 0 | 0 | November | 2026
B0906 500-2 A | 001 | 000002090057 | 2026-11-19 00:21 | 1501002231 | FILTER, 30/30, DUAL 9, HIGH-CAPACITY, MERV 9, 12X24X2 | 1501002231 - FILTER, 30/30, DUAL 9, HIGH-CAPACITY, MERV 9, 12X24X2 |  |  |  | 2 |  | 0 | 0 | November | 2026
B0906 500-2 A | 001 | 000002090057 | 2026-11-19 00:21 | 1501002210 | FILTER, BAG, 24X24X12, MERV14A, CAMFIL 10P, 405619A12 | 1501002210 - FILTER, BAG, 24X24X12, MERV14A, CAMFIL 10P, 405619A12 |  |  |  | 1 |  | 0 | 0 | November | 2026
B0906 500-2 A | 001 | 000002090057 | 2026-11-19 00:21 | 1501002200 | FILTER, BAG, 12X24X12, HEIGHT X WIDTH X DEPTH, (HORIZONTAL CONFIGURATION), MERV14A, CAMFIL 10P, 405619F12 | 1501002200 - FILTER, BAG, 12X24X12, HEIGHT X WIDTH X DEPTH, (HORIZONTAL CONFIGURATION), MERV14A, CAMFIL 10P, 405619F12 |  |  |  | 2 |  | 78.19 | 156.38 | November | 2026
B0906 500-2 SA | 001 | 000002090057 | 2026-11-19 00:21 | 1501002231 | FILTER, 30/30, DUAL 9, HIGH-CAPACITY, MERV 9, 12X24X2 | 1501002231 - FILTER, 30/30, DUAL 9, HIGH-CAPACITY, MERV 9, 12X24X2 |  |  |  | 2 |  | 0 | 0 | November | 2026
B0906 500-3 A | 001 | 000002090058 | 2026-11-19 00:21 | 1501002234 | FILTER, 30/30, DUAL 9, HIGH-CAPACITY, MERV 9, 24X24X2 | 1501002234 - FILTER, 30/30, DUAL 9, HIGH-CAPACITY, MERV 9, 24X24X2 |  |  |  | 1 |  | 0 | 0 | November | 2026
B0906 500-3 A | 001 | 000002090058 | 2026-11-19 00:21 | 1501002231 | FILTER, 30/30, DUAL 9, HIGH-CAPACITY, MERV 9, 12X24X2 | 1501002231 - FILTER, 30/30, DUAL 9, HIGH-CAPACITY, MERV 9, 12X24X2 |  |  |  | 2 |  | 0 | 0 | November | 2026
B0906 500-3 A | 001 | 000002090058 | 2026-11-19 00:21 | 1501002210 | FILTER, BAG, 24X24X12, MERV14A, CAMFIL 10P, 405619A12 | 1501002210 - FILTER, BAG, 24X24X12, MERV14A, CAMFIL 10P, 405619A12 |  |  |  | 1 |  | 0 | 0 | November | 2026
B0906 500-3 A | 001 | 000002090058 | 2026-11-19 00:21 | 1501002200 | FILTER, BAG, 12X24X12, HEIGHT X WIDTH X DEPTH, (HORIZONTAL CONFIGURATION), MERV14A, CAMFIL 10P, 405619F12 | 1501002200 - FILTER, BAG, 12X24X12, HEIGHT X WIDTH X DEPTH, (HORIZONTAL CONFIGURATION), MERV14A, CAMFIL 10P, 405619F12 |  |  |  | 2 |  | 78.19 | 156.38 | November | 2026
B0906 500-3 SA | 001 | 000002090058 | 2026-11-19 00:21 | 1501002231 | FILTER, 30/30, DUAL 9, HIGH-CAPACITY, MERV 9, 12X24X2 | 1501002231 - FILTER, 30/30, DUAL 9, HIGH-CAPACITY, MERV 9, 12X24X2 |  |  |  | 2 |  | 0 | 0 | November | 2026
B0906 500-4 A | 001 | 000002090059 | 2026-11-19 00:21 | 1501002234 | FILTER, 30/30, DUAL 9, HIGH-CAPACITY, MERV 9, 24X24X2 | 1501002234 - FILTER, 30/30, DUAL 9, HIGH-CAPACITY, MERV 9, 24X24X2 |  |  |  | 1 |  | 0 | 0 | November | 2026
B0906 500-4 A | 001 | 000002090059 | 2026-11-19 00:21 | 1501002210 | FILTER, BAG, 24X24X12, MERV14A, CAMFIL 10P, 405619A12 | 1501002210 - FILTER, BAG, 24X24X12, MERV14A, CAMFIL 10P, 405619A12 |  |  |  | 1 |  | 0 | 0 | November | 2026
B0906 500-5 A | 001 | 000002090060 | 2026-11-19 00:21 | 1501002234 | FILTER, 30/30, DUAL 9, HIGH-CAPACITY, MERV 9, 24X24X2 | 1501002234 - FILTER, 30/30, DUAL 9, HIGH-CAPACITY, MERV 9, 24X24X2 |  |  |  | 1 |  | 0 | 0 | November | 2026
B0906 500-5 A | 001 | 000002090060 | 2026-11-19 00:21 | 1501002231 | FILTER, 30/30, DUAL 9, HIGH-CAPACITY, MERV 9, 12X24X2 | 1501002231 - FILTER, 30/30, DUAL 9, HIGH-CAPACITY, MERV 9, 12X24X2 |  |  |  | 2 |  | 0 | 0 | November | 2026
B0906 500-5 A | 001 | 000002090060 | 2026-11-19 00:21 | 1501002210 | FILTER, BAG, 24X24X12, MERV14A, CAMFIL 10P, 405619A12 | 1501002210 - FILTER, BAG, 24X24X12, MERV14A, CAMFIL 10P, 405619A12 |  |  |  | 1 |  | 0 | 0 | November | 2026
B0906 500-5 A | 001 | 000002090060 | 2026-11-19 00:21 | 1501002200 | FILTER, BAG, 12X24X12, HEIGHT X WIDTH X DEPTH, (HORIZONTAL CONFIGURATION), MERV14A, CAMFIL 10P, 405619F12 | 1501002200 - FILTER, BAG, 12X24X12, HEIGHT X WIDTH X DEPTH, (HORIZONTAL CONFIGURATION), MERV14A, CAMFIL 10P, 405619F12 |  |  |  | 2 |  | 78.19 | 156.38 | November | 2026
B0906 500-5 SA | 001 | 000002090060 | 2026-11-19 00:21 | 1501002231 | FILTER, 30/30, DUAL 9, HIGH-CAPACITY, MERV 9, 12X24X2 | 1501002231 - FILTER, 30/30, DUAL 9, HIGH-CAPACITY, MERV 9, 12X24X2 |  |  |  | 2 |  | 0 | 0 | November | 2026
B0906 500-6 A | 001 | 000002090061 | 2026-11-19 00:21 | 1501002234 | FILTER, 30/30, DUAL 9, HIGH-CAPACITY, MERV 9, 24X24X2 | 1501002234 - FILTER, 30/30, DUAL 9, HIGH-CAPACITY, MERV 9, 24X24X2 |  |  |  | 1 |  | 0 | 0 | November | 2026
B0906 500-6 A | 001 | 000002090061 | 2026-11-19 00:21 | 1501002231 | FILTER, 30/30, DUAL 9, HIGH-CAPACITY, MERV 9, 12X24X2 | 1501002231 - FILTER, 30/30, DUAL 9, HIGH-CAPACITY, MERV 9, 12X24X2 |  |  |  | 1 |  | 0 | 0 | November | 2026
B0906 500-6 A | 001 | 000002090061 | 2026-11-19 00:21 | 1501002210 | FILTER, BAG, 24X24X12, MERV14A, CAMFIL 10P, 405619A12 | 1501002210 - FILTER, BAG, 24X24X12, MERV14A, CAMFIL 10P, 405619A12 |  |  |  | 1 |  | 0 | 0 | November | 2026
B0906 500-6 A | 001 | 000002090061 | 2026-11-19 00:21 | 1501002200 | FILTER, BAG, 12X24X12, HEIGHT X WIDTH X DEPTH, (HORIZONTAL CONFIGURATION), MERV14A, CAMFIL 10P, 405619F12 | 1501002200 - FILTER, BAG, 12X24X12, HEIGHT X WIDTH X DEPTH, (HORIZONTAL CONFIGURATION), MERV14A, CAMFIL 10P, 405619F12 |  |  |  | 1 |  | 78.19 | 78.19 | November | 2026
B0906 500-6 SA | 001 | 000002090061 | 2026-11-19 00:21 | 1501002231 | FILTER, 30/30, DUAL 9, HIGH-CAPACITY, MERV 9, 12X24X2 | 1501002231 - FILTER, 30/30, DUAL 9, HIGH-CAPACITY, MERV 9, 12X24X2 |  |  |  | 1 |  | 0 | 0 | November | 2026
B0906 500-7 A | 001 | 000002090062 | 2026-11-19 00:21 | 1501002234 | FILTER, 30/30, DUAL 9, HIGH-CAPACITY, MERV 9, 24X24X2 | 1501002234 - FILTER, 30/30, DUAL 9, HIGH-CAPACITY, MERV 9, 24X24X2 |  |  |  | 1 |  | 0 | 0 | November | 2026
B0906 500-7 A | 001 | 000002090062 | 2026-11-19 00:21 | 1501002210 | FILTER, BAG, 24X24X12, MERV14A, CAMFIL 10P, 405619A12 | 1501002210 - FILTER, BAG, 24X24X12, MERV14A, CAMFIL 10P, 405619A12 |  |  |  | 1 |  | 0 | 0 | November | 2026
B0906 500-9 A | 001 | 000002090063 | 2026-11-19 00:21 | 1501002234 | FILTER, 30/30, DUAL 9, HIGH-CAPACITY, MERV 9, 24X24X2 | 1501002234 - FILTER, 30/30, DUAL 9, HIGH-CAPACITY, MERV 9, 24X24X2 |  |  |  | 1 |  | 0 | 0 | November | 2026
B0906 500-9 A | 001 | 000002090063 | 2026-11-19 00:21 | 1501002231 | FILTER, 30/30, DUAL 9, HIGH-CAPACITY, MERV 9, 12X24X2 | 1501002231 - FILTER, 30/30, DUAL 9, HIGH-CAPACITY, MERV 9, 12X24X2 |  |  |  | 2 |  | 0 | 0 | November | 2026
B0906 500-9 A | 001 | 000002090063 | 2026-11-19 00:21 | 1501002210 | FILTER, BAG, 24X24X12, MERV14A, CAMFIL 10P, 405619A12 | 1501002210 - FILTER, BAG, 24X24X12, MERV14A, CAMFIL 10P, 405619A12 |  |  |  | 1 |  | 0 | 0 | November | 2026
B0906 500-9 A | 001 | 000002090063 | 2026-11-19 00:21 | 1501002200 | FILTER, BAG, 12X24X12, HEIGHT X WIDTH X DEPTH, (HORIZONTAL CONFIGURATION), MERV14A, CAMFIL 10P, 405619F12 | 1501002200 - FILTER, BAG, 12X24X12, HEIGHT X WIDTH X DEPTH, (HORIZONTAL CONFIGURATION), MERV14A, CAMFIL 10P, 405619F12 |  |  |  | 2 |  | 78.19 | 156.38 | November | 2026
B0906 500-9 SA | 001 | 000002090063 | 2026-11-19 00:21 | 1501002231 | FILTER, 30/30, DUAL 9, HIGH-CAPACITY, MERV 9, 12X24X2 | 1501002231 - FILTER, 30/30, DUAL 9, HIGH-CAPACITY, MERV 9, 12X24X2 |  |  |  | 2 |  | 0 | 0 | November | 2026
B0906 PU RTU-C3 | 001 | 000005090053 | 2026-11-19 00:21 | 1501001487 | FILTER, 30/30, DUAL 9, HIGH-CAPACITY, MERV 9, 20X35X2 | 1501001487 - FILTER, 30/30, DUAL 9, HIGH-CAPACITY, MERV 9, 20X35X2 |  |  |  | 2 |  | 0 | 0 | November | 2026
B0906 RTU-C1 SA | 001 | 000005090055 | 2026-11-19 00:21 | 1501001487 | FILTER, 30/30, DUAL 9, HIGH-CAPACITY, MERV 9, 20X35X2 | 1501001487 - FILTER, 30/30, DUAL 9, HIGH-CAPACITY, MERV 9, 20X35X2 |  |  |  | 2 |  | 0 | 0 | November | 2026
B0906 RTU-C2 SA | 001 | 000005090054 | 2026-11-19 00:21 | 1501001487 | FILTER, 30/30, DUAL 9, HIGH-CAPACITY, MERV 9, 20X35X2 | 1501001487 - FILTER, 30/30, DUAL 9, HIGH-CAPACITY, MERV 9, 20X35X2 |  |  |  | 2 |  | 0 | 0 | November | 2026
B0951 RTU-1 SA | 001 | 000008090169 | 2026-11-23 | 1501002237 | FILTER, 30/30, DUAL 9, HIGH-CAPACITY, MERV 9, 20X25X2 | 1501002237 - FILTER, 30/30, DUAL 9, HIGH-CAPACITY, MERV 9, 20X25X2 |  |  |  | 4 |  | 16.46 | 65.84 | November | 2026
B0951 RTU-2 SA | 001 | 000008090170 | 2026-11-23 | 1501002232 | FILTER, 30/30, DUAL 9, HIGH-CAPACITY, MERV 9, 20X20X2 | 1501002232 - FILTER, 30/30, DUAL 9, HIGH-CAPACITY, MERV 9, 20X20X2 |  |  |  | 8 |  | 0 | 0 | November | 2026
B0951 RTU-2 SA | 001 | 000008090170 | 2026-11-23 | 1501002235 | FILTER, 30/30, DUAL 9, HIGH-CAPACITY, MERV 9, 16X20X2 | 1501002235 - FILTER, 30/30, DUAL 9, HIGH-CAPACITY, MERV 9, 16X20X2 |  |  |  | 4 |  | 0 | 0 | November | 2026
B0960 AHU2-1 A | 001 | 000008094036 | 2026-11-25 | 1501002231 | FILTER, 30/30, DUAL 9, HIGH-CAPACITY, MERV 9, 12X24X2 | 1501002231 - FILTER, 30/30, DUAL 9, HIGH-CAPACITY, MERV 9, 12X24X2 |  |  |  | 5 |  | 0 | 0 | November | 2026
B0960 AHU2-1 A | 001 | 000008094036 | 2026-11-25 | 1501002235 | FILTER, 30/30, DUAL 9, HIGH-CAPACITY, MERV 9, 16X20X2 | 1501002235 - FILTER, 30/30, DUAL 9, HIGH-CAPACITY, MERV 9, 16X20X2 |  |  |  | 4 |  | 0 | 0 | November | 2026
B0960 AHU2-1 A | 001 | 000008094036 | 2026-11-25 | 1501002233 | FILTER, 30/30, DUAL 9, HIGH-CAPACITY, MERV 9, 20X24X2 | 1501002233 - FILTER, 30/30, DUAL 9, HIGH-CAPACITY, MERV 9, 20X24X2 |  |  |  | 20 |  | 0 | 0 | November | 2026
B0960 AHU2-1 A | 001 | 000008094036 | 2026-11-25 | 1501001185 | FILTER, MERV 13, 12 X 24 X 4, PLEATED MDL 40 HI-CAP (12X24X4) | 1501001185 - FILTER, MERV 13, 12 X 24 X 4, PLEATED MDL 40 HI-CAP (12X24X4) |  |  |  | 5 |  | 16.5892 | 82.946 | November | 2026
B0960 AHU2-1 A | 001 | 000008094036 | 2026-11-25 | 1501001207 | FILTER, MERV 13, 16 X 20 X 4, PLEATED MDL 40 HI-CAP (16X20X4) | 1501001207 - FILTER, MERV 13, 16 X 20 X 4, PLEATED MDL 40 HI-CAP (16X20X4) |  |  |  | 4 |  | 0 | 0 | November | 2026
B0960 AHU2-1 A | 001 | 000008094036 | 2026-11-25 | 1501001177 | FILTER, MERV 13, 20 X 24 X 4, PLEATED MDL 40 HI-CAP (20X24X4) | 1501001177 - FILTER, MERV 13, 20 X 24 X 4, PLEATED MDL 40 HI-CAP (20X24X4) |  |  |  | 20 |  | 21.1864 | 423.728 | November | 2026
B0960 AHU2-2 A | 001 | 000008094502 | 2026-11-25 | 1501002231 | FILTER, 30/30, DUAL 9, HIGH-CAPACITY, MERV 9, 12X24X2 | 1501002231 - FILTER, 30/30, DUAL 9, HIGH-CAPACITY, MERV 9, 12X24X2 |  |  |  | 3 |  | 0 | 0 | November | 2026
B0960 AHU2-2 A | 001 | 000008094502 | 2026-11-25 | 1501002235 | FILTER, 30/30, DUAL 9, HIGH-CAPACITY, MERV 9, 16X20X2 | 1501002235 - FILTER, 30/30, DUAL 9, HIGH-CAPACITY, MERV 9, 16X20X2 |  |  |  | 2 |  | 0 | 0 | November | 2026
B0960 AHU2-2 A | 001 | 000008094502 | 2026-11-25 | 1501002232 | FILTER, 30/30, DUAL 9, HIGH-CAPACITY, MERV 9, 20X20X2 | 1501002232 - FILTER, 30/30, DUAL 9, HIGH-CAPACITY, MERV 9, 20X20X2 |  |  |  | 6 |  | 0 | 0 | November | 2026
B0960 AHU2-2 A | 001 | 000008094502 | 2026-11-25 | 1501001185 | FILTER, MERV 13, 12 X 24 X 4, PLEATED MDL 40 HI-CAP (12X24X4) | 1501001185 - FILTER, MERV 13, 12 X 24 X 4, PLEATED MDL 40 HI-CAP (12X24X4) |  |  |  | 3 |  | 16.5892 | 49.7676 | November | 2026
B0960 AHU2-2 A | 001 | 000008094502 | 2026-11-25 | 1501001207 | FILTER, MERV 13, 16 X 20 X 4, PLEATED MDL 40 HI-CAP (16X20X4) | 1501001207 - FILTER, MERV 13, 16 X 20 X 4, PLEATED MDL 40 HI-CAP (16X20X4) |  |  |  | 2 |  | 0 | 0 | November | 2026
B0960 AHU2-2 A | 001 | 000008094502 | 2026-11-25 | 1501001176 | FILTER, MERV 13, 20 X 20 X 4, PLEATED MDL 40 HI-CAP (20X20X4) | 1501001176 - FILTER, MERV 13, 20 X 20 X 4, PLEATED MDL 40 HI-CAP (20X20X4) |  |  |  | 6 |  | 20.58 | 123.48 | November | 2026
B0960 PTU S | 001 | 000008093035 | 2026-12-08 | 1501001143 | FILTER, 14 X 20 X 1, PLEATED MDL 40 HI-CAP MERV 10 (14X20X1) | 1501001143 - FILTER, 14 X 20 X 1, PLEATED MDL 40 HI-CAP MERV 10 (14X20X1) |  |  |  | 1 |  | 0 | 0 | December | 2026
B0960 PTU S | 001 | 000008093036 | 2026-12-08 | 1501001143 | FILTER, 14 X 20 X 1, PLEATED MDL 40 HI-CAP MERV 10 (14X20X1) | 1501001143 - FILTER, 14 X 20 X 1, PLEATED MDL 40 HI-CAP MERV 10 (14X20X1) |  |  |  | 1 |  | 0 | 0 | December | 2026
B0960 PTU S | 001 | 000008093037 | 2026-12-08 | 1501001139 | FILTER, 16 X 20 X 1, PLEATED MDL 40 HI-CAP MERV 10 (16X20X1) (ACTUAL SIZE: 15-1/2"X19-1/2"X3/4") | 1501001139 - FILTER, 16 X 20 X 1, PLEATED MDL 40 HI-CAP MERV 10 (16X20X1) (ACTUAL SIZE: 15-1/2"X19-1/2"X3/4") |  |  |  | 1 |  | 0 | 0 | December | 2026
B0960 PTU S | 001 | 000008093038 | 2026-12-08 | 1501001143 | FILTER, 14 X 20 X 1, PLEATED MDL 40 HI-CAP MERV 10 (14X20X1) | 1501001143 - FILTER, 14 X 20 X 1, PLEATED MDL 40 HI-CAP MERV 10 (14X20X1) |  |  |  | 1 |  | 0 | 0 | December | 2026
B0960 PTU S | 001 | 000008093039 | 2026-12-08 | 1501001143 | FILTER, 14 X 20 X 1, PLEATED MDL 40 HI-CAP MERV 10 (14X20X1) | 1501001143 - FILTER, 14 X 20 X 1, PLEATED MDL 40 HI-CAP MERV 10 (14X20X1) |  |  |  | 1 |  | 0 | 0 | December | 2026
B0960 PTU S | 001 | 000008093040 | 2026-12-08 | 1501001143 | FILTER, 14 X 20 X 1, PLEATED MDL 40 HI-CAP MERV 10 (14X20X1) | 1501001143 - FILTER, 14 X 20 X 1, PLEATED MDL 40 HI-CAP MERV 10 (14X20X1) |  |  |  | 1 |  | 0 | 0 | December | 2026
B0960 PTU S | 001 | 000008093041 | 2026-12-08 | 1501001143 | FILTER, 14 X 20 X 1, PLEATED MDL 40 HI-CAP MERV 10 (14X20X1) | 1501001143 - FILTER, 14 X 20 X 1, PLEATED MDL 40 HI-CAP MERV 10 (14X20X1) |  |  |  | 1 |  | 0 | 0 | December | 2026
B0960 PTU S | 001 | 000008093043 | 2026-12-08 | 1501001143 | FILTER, 14 X 20 X 1, PLEATED MDL 40 HI-CAP MERV 10 (14X20X1) | 1501001143 - FILTER, 14 X 20 X 1, PLEATED MDL 40 HI-CAP MERV 10 (14X20X1) |  |  |  | 1 |  | 0 | 0 | December | 2026
B0960 PTU S | 001 | 000008093044 | 2026-12-08 | 1501001143 | FILTER, 14 X 20 X 1, PLEATED MDL 40 HI-CAP MERV 10 (14X20X1) | 1501001143 - FILTER, 14 X 20 X 1, PLEATED MDL 40 HI-CAP MERV 10 (14X20X1) |  |  |  | 1 |  | 0 | 0 | December | 2026
B0960 PTU S | 001 | 000008093045 | 2026-12-08 | 1501001143 | FILTER, 14 X 20 X 1, PLEATED MDL 40 HI-CAP MERV 10 (14X20X1) | 1501001143 - FILTER, 14 X 20 X 1, PLEATED MDL 40 HI-CAP MERV 10 (14X20X1) |  |  |  | 1 |  | 0 | 0 | December | 2026
B0960 FCU Q | 001 | 000008091013 | 2026-12-10 | 1501001205 | FILTER, MERV 13, 12 X 24 X 2, PLEATED MDL 40 HI-CAP (12X24X2) | 1501001205 - FILTER, MERV 13, 12 X 24 X 2, PLEATED MDL 40 HI-CAP (12X24X2) |  |  |  | 1 |  | 0 | 0 | December | 2026
B0916 FCU Q | 001 | 000008099003 | 2026-12-11 | 1501002236 | FILTER, 30/30, DUAL 9, HIGH-CAPACITY, MERV 9, 16X25X2 | 1501002236 - FILTER, 30/30, DUAL 9, HIGH-CAPACITY, MERV 9, 16X25X2 |  |  |  | 4 |  | 0 | 0 | December | 2026
B0916 FCU Q | 001 | 000008099042 | 2026-12-11 | 1501002235 | FILTER, 30/30, DUAL 9, HIGH-CAPACITY, MERV 9, 16X20X2 | 1501002235 - FILTER, 30/30, DUAL 9, HIGH-CAPACITY, MERV 9, 16X20X2 |  |  |  | 4 |  | 0 | 0 | December | 2026
B0906 600-2 SA | 001 | 000005090051 | 2026-12-15 00:21 | 1501001487 | FILTER, 30/30, DUAL 9, HIGH-CAPACITY, MERV 9, 20X35X2 | 1501001487 - FILTER, 30/30, DUAL 9, HIGH-CAPACITY, MERV 9, 20X35X2 |  |  |  | 2 |  | 0 | 0 | December | 2026
B0906 600-3 A | 001 | 000002090064 | 2026-12-15 00:21 | 1501002234 | FILTER, 30/30, DUAL 9, HIGH-CAPACITY, MERV 9, 24X24X2 | 1501002234 - FILTER, 30/30, DUAL 9, HIGH-CAPACITY, MERV 9, 24X24X2 |  |  |  | 1 |  | 0 | 0 | December | 2026
B0906 600-3 A | 001 | 000002090064 | 2026-12-15 00:21 | 1501002231 | FILTER, 30/30, DUAL 9, HIGH-CAPACITY, MERV 9, 12X24X2 | 1501002231 - FILTER, 30/30, DUAL 9, HIGH-CAPACITY, MERV 9, 12X24X2 |  |  |  | 2 |  | 0 | 0 | December | 2026
B0906 600-3 A | 001 | 000002090064 | 2026-12-15 00:21 | 1501002210 | FILTER, BAG, 24X24X12, MERV14A, CAMFIL 10P, 405619A12 | 1501002210 - FILTER, BAG, 24X24X12, MERV14A, CAMFIL 10P, 405619A12 |  |  |  | 1 |  | 0 | 0 | December | 2026
B0906 600-3 A | 001 | 000002090064 | 2026-12-15 00:21 | 1501002200 | FILTER, BAG, 12X24X12, HEIGHT X WIDTH X DEPTH, (HORIZONTAL CONFIGURATION), MERV14A, CAMFIL 10P, 405619F12 | 1501002200 - FILTER, BAG, 12X24X12, HEIGHT X WIDTH X DEPTH, (HORIZONTAL CONFIGURATION), MERV14A, CAMFIL 10P, 405619F12 |  |  |  | 2 |  | 78.19 | 156.38 | December | 2026
B0906 600-4 SA | 001 | 000008092553 | 2026-12-15 00:21 | 1501001487 | FILTER, 30/30, DUAL 9, HIGH-CAPACITY, MERV 9, 20X35X2 | 1501001487 - FILTER, 30/30, DUAL 9, HIGH-CAPACITY, MERV 9, 20X35X2 |  |  |  | 2 |  | 0 | 0 | December | 2026
B0906 600-5 SA | 001 | 000008093949 | 2026-12-15 00:21 | 1501001487 | FILTER, 30/30, DUAL 9, HIGH-CAPACITY, MERV 9, 20X35X2 | 1501001487 - FILTER, 30/30, DUAL 9, HIGH-CAPACITY, MERV 9, 20X35X2 |  |  |  | 2 |  | 0 | 0 | December | 2026
B0906 600-7 A | 001 | 000002090065 | 2026-12-15 00:21 | 1501002234 | FILTER, 30/30, DUAL 9, HIGH-CAPACITY, MERV 9, 24X24X2 | 1501002234 - FILTER, 30/30, DUAL 9, HIGH-CAPACITY, MERV 9, 24X24X2 |  |  |  | 1 |  | 0 | 0 | December | 2026
B0906 600-7 A | 001 | 000002090065 | 2026-12-15 00:21 | 1501002231 | FILTER, 30/30, DUAL 9, HIGH-CAPACITY, MERV 9, 12X24X2 | 1501002231 - FILTER, 30/30, DUAL 9, HIGH-CAPACITY, MERV 9, 12X24X2 |  |  |  | 2 |  | 0 | 0 | December | 2026
B0906 600-7 A | 001 | 000002090065 | 2026-12-15 00:21 | 1501002210 | FILTER, BAG, 24X24X12, MERV14A, CAMFIL 10P, 405619A12 | 1501002210 - FILTER, BAG, 24X24X12, MERV14A, CAMFIL 10P, 405619A12 |  |  |  | 1 |  | 0 | 0 | December | 2026
B0906 600-7 A | 001 | 000002090065 | 2026-12-15 00:21 | 1501002200 | FILTER, BAG, 12X24X12, HEIGHT X WIDTH X DEPTH, (HORIZONTAL CONFIGURATION), MERV14A, CAMFIL 10P, 405619F12 | 1501002200 - FILTER, BAG, 12X24X12, HEIGHT X WIDTH X DEPTH, (HORIZONTAL CONFIGURATION), MERV14A, CAMFIL 10P, 405619F12 |  |  |  | 2 |  | 78.19 | 156.38 | December | 2026
B0906 600-8 SA | 001 | 000008092554 | 2026-12-15 00:21 | 1501001487 | FILTER, 30/30, DUAL 9, HIGH-CAPACITY, MERV 9, 20X35X2 | 1501001487 - FILTER, 30/30, DUAL 9, HIGH-CAPACITY, MERV 9, 20X35X2 |  |  |  | 2 |  | 0 | 0 | December | 2026
B0906 700-1 A | 001 | 000002090066 | 2026-12-15 00:21 | 1501002234 | FILTER, 30/30, DUAL 9, HIGH-CAPACITY, MERV 9, 24X24X2 | 1501002234 - FILTER, 30/30, DUAL 9, HIGH-CAPACITY, MERV 9, 24X24X2 |  |  |  | 4 |  | 0 | 0 | December | 2026
B0906 700-1 A | 001 | 000002090066 | 2026-12-15 00:21 | 1501002231 | FILTER, 30/30, DUAL 9, HIGH-CAPACITY, MERV 9, 12X24X2 | 1501002231 - FILTER, 30/30, DUAL 9, HIGH-CAPACITY, MERV 9, 12X24X2 |  |  |  | 4 |  | 0 | 0 | December | 2026
B0906 700-1 A | 001 | 000002090066 | 2026-12-15 00:21 | 1501002210 | FILTER, BAG, 24X24X12, MERV14A, CAMFIL 10P, 405619A12 | 1501002210 - FILTER, BAG, 24X24X12, MERV14A, CAMFIL 10P, 405619A12 |  |  |  | 4 |  | 0 | 0 | December | 2026
B0906 700-1 A | 001 | 000002090066 | 2026-12-15 00:21 | 1501002200 | FILTER, BAG, 12X24X12, HEIGHT X WIDTH X DEPTH, (HORIZONTAL CONFIGURATION), MERV14A, CAMFIL 10P, 405619F12 | 1501002200 - FILTER, BAG, 12X24X12, HEIGHT X WIDTH X DEPTH, (HORIZONTAL CONFIGURATION), MERV14A, CAMFIL 10P, 405619F12 |  |  |  | 4 |  | 78.19 | 312.76 | December | 2026
B0906 700-2 A | 001 | 000002090070 | 2026-12-15 00:21 | 1501002234 | FILTER, 30/30, DUAL 9, HIGH-CAPACITY, MERV 9, 24X24X2 | 1501002234 - FILTER, 30/30, DUAL 9, HIGH-CAPACITY, MERV 9, 24X24X2 |  |  |  | 2 |  | 0 | 0 | December | 2026
B0906 700-2 A | 001 | 000002090070 | 2026-12-15 00:21 | 1501002231 | FILTER, 30/30, DUAL 9, HIGH-CAPACITY, MERV 9, 12X24X2 | 1501002231 - FILTER, 30/30, DUAL 9, HIGH-CAPACITY, MERV 9, 12X24X2 |  |  |  | 2 |  | 0 | 0 | December | 2026
B0906 700-2 A | 001 | 000002090070 | 2026-12-15 00:21 | 1501002210 | FILTER, BAG, 24X24X12, MERV14A, CAMFIL 10P, 405619A12 | 1501002210 - FILTER, BAG, 24X24X12, MERV14A, CAMFIL 10P, 405619A12 |  |  |  | 2 |  | 0 | 0 | December | 2026
B0906 700-2 A | 001 | 000002090070 | 2026-12-15 00:21 | 1501002200 | FILTER, BAG, 12X24X12, HEIGHT X WIDTH X DEPTH, (HORIZONTAL CONFIGURATION), MERV14A, CAMFIL 10P, 405619F12 | 1501002200 - FILTER, BAG, 12X24X12, HEIGHT X WIDTH X DEPTH, (HORIZONTAL CONFIGURATION), MERV14A, CAMFIL 10P, 405619F12 |  |  |  | 2 |  | 78.19 | 156.38 | December | 2026
B0906 700-3 SA | 001 | 000008092555 | 2026-12-15 00:21 | 1501002237 | FILTER, 30/30, DUAL 9, HIGH-CAPACITY, MERV 9, 20X25X2 | 1501002237 - FILTER, 30/30, DUAL 9, HIGH-CAPACITY, MERV 9, 20X25X2 |  |  |  | 4 |  | 16.46 | 65.84 | December | 2026
B0906 700-4 SA | 001 | 000008093951 | 2026-12-15 00:21 | 1501002237 | FILTER, 30/30, DUAL 9, HIGH-CAPACITY, MERV 9, 20X25X2 | 1501002237 - FILTER, 30/30, DUAL 9, HIGH-CAPACITY, MERV 9, 20X25X2 |  |  |  | 4 |  | 16.46 | 65.84 | December | 2026
B0906 700-6 A | 001 | 000002090071 | 2026-12-15 00:21 | 1501002234 | FILTER, 30/30, DUAL 9, HIGH-CAPACITY, MERV 9, 24X24X2 | 1501002234 - FILTER, 30/30, DUAL 9, HIGH-CAPACITY, MERV 9, 24X24X2 |  |  |  | 1 |  | 0 | 0 | December | 2026
B0906 700-6 A | 001 | 000002090071 | 2026-12-15 00:21 | 1501002231 | FILTER, 30/30, DUAL 9, HIGH-CAPACITY, MERV 9, 12X24X2 | 1501002231 - FILTER, 30/30, DUAL 9, HIGH-CAPACITY, MERV 9, 12X24X2 |  |  |  | 2 |  | 0 | 0 | December | 2026
B0906 700-6 A | 001 | 000002090071 | 2026-12-15 00:21 | 1501002210 | FILTER, BAG, 24X24X12, MERV14A, CAMFIL 10P, 405619A12 | 1501002210 - FILTER, BAG, 24X24X12, MERV14A, CAMFIL 10P, 405619A12 |  |  |  | 1 |  | 0 | 0 | December | 2026
B0906 700-6 A | 001 | 000002090071 | 2026-12-15 00:21 | 1501002200 | FILTER, BAG, 12X24X12, HEIGHT X WIDTH X DEPTH, (HORIZONTAL CONFIGURATION), MERV14A, CAMFIL 10P, 405619F12 | 1501002200 - FILTER, BAG, 12X24X12, HEIGHT X WIDTH X DEPTH, (HORIZONTAL CONFIGURATION), MERV14A, CAMFIL 10P, 405619F12 |  |  |  | 2 |  | 78.19 | 156.38 | December | 2026
B0906 700-W-1A | 001 | 000008092375 | 2026-12-15 00:21 | 1501002232 | FILTER, 30/30, DUAL 9, HIGH-CAPACITY, MERV 9, 20X20X2 | 1501002232 - FILTER, 30/30, DUAL 9, HIGH-CAPACITY, MERV 9, 20X20X2 |  |  |  | 8 |  | 0 | 0 | December | 2026
B0906 700-W-1A | 001 | 000008092375 | 2026-12-15 00:21 | 1501002235 | FILTER, 30/30, DUAL 9, HIGH-CAPACITY, MERV 9, 16X20X2 | 1501002235 - FILTER, 30/30, DUAL 9, HIGH-CAPACITY, MERV 9, 16X20X2 |  |  |  | 4 |  | 0 | 0 | December | 2026
B0906 700-W-1A | 001 | 000008092375 | 2026-12-15 00:21 | 1501001435 | BELT, #BX-81, BX81 (COG TYPE) | 1501001435 - BELT, #BX-81, BX81 (COG TYPE) |  |  |  | 1 |  | 15.7099 | 15.7099 | December | 2026
B0906 700-W-1SA | 001 | 000008092375 | 2026-12-15 00:21 | 1501002232 | FILTER, 30/30, DUAL 9, HIGH-CAPACITY, MERV 9, 20X20X2 | 1501002232 - FILTER, 30/30, DUAL 9, HIGH-CAPACITY, MERV 9, 20X20X2 |  |  |  | 8 |  | 0 | 0 | December | 2026
B0906 700-W-1SA | 001 | 000008092375 | 2026-12-15 00:21 | 1501002235 | FILTER, 30/30, DUAL 9, HIGH-CAPACITY, MERV 9, 16X20X2 | 1501002235 - FILTER, 30/30, DUAL 9, HIGH-CAPACITY, MERV 9, 16X20X2 |  |  |  | 4 |  | 0 | 0 | December | 2026
B0906 700-W-2A | 001 | 000002090067 | 2026-12-15 00:21 | 1501002210 | FILTER, BAG, 24X24X12, MERV14A, CAMFIL 10P, 405619A12 | 1501002210 - FILTER, BAG, 24X24X12, MERV14A, CAMFIL 10P, 405619A12 |  |  |  | 4 |  | 0 | 0 | December | 2026
B0906 700-W-2A | 001 | 000002090067 | 2026-12-15 00:21 | 1501002234 | FILTER, 30/30, DUAL 9, HIGH-CAPACITY, MERV 9, 24X24X2 | 1501002234 - FILTER, 30/30, DUAL 9, HIGH-CAPACITY, MERV 9, 24X24X2 |  |  |  | 4 |  | 0 | 0 | December | 2026
B0906 800-1 A | 001 | 000002090072 | 2026-12-15 00:21 | 1501002234 | FILTER, 30/30, DUAL 9, HIGH-CAPACITY, MERV 9, 24X24X2 | 1501002234 - FILTER, 30/30, DUAL 9, HIGH-CAPACITY, MERV 9, 24X24X2 |  |  |  | 1 |  | 0 | 0 | December | 2026
B0906 800-1 A | 001 | 000002090072 | 2026-12-15 00:21 | 1501002231 | FILTER, 30/30, DUAL 9, HIGH-CAPACITY, MERV 9, 12X24X2 | 1501002231 - FILTER, 30/30, DUAL 9, HIGH-CAPACITY, MERV 9, 12X24X2 |  |  |  | 2 |  | 0 | 0 | December | 2026
B0906 800-1 A | 001 | 000002090072 | 2026-12-15 00:21 | 1501002210 | FILTER, BAG, 24X24X12, MERV14A, CAMFIL 10P, 405619A12 | 1501002210 - FILTER, BAG, 24X24X12, MERV14A, CAMFIL 10P, 405619A12 |  |  |  | 1 |  | 0 | 0 | December | 2026
B0906 800-1 A | 001 | 000002090072 | 2026-12-15 00:21 | 1501002200 | FILTER, BAG, 12X24X12, HEIGHT X WIDTH X DEPTH, (HORIZONTAL CONFIGURATION), MERV14A, CAMFIL 10P, 405619F12 | 1501002200 - FILTER, BAG, 12X24X12, HEIGHT X WIDTH X DEPTH, (HORIZONTAL CONFIGURATION), MERV14A, CAMFIL 10P, 405619F12 |  |  |  | 2 |  | 78.19 | 156.38 | December | 2026
B0906 800-2 A | 001 | 000002090073 | 2026-12-15 00:21 | 1501002234 | FILTER, 30/30, DUAL 9, HIGH-CAPACITY, MERV 9, 24X24X2 | 1501002234 - FILTER, 30/30, DUAL 9, HIGH-CAPACITY, MERV 9, 24X24X2 |  |  |  | 1 |  | 0 | 0 | December | 2026
B0906 800-2 A | 001 | 000002090073 | 2026-12-15 00:21 | 1501002231 | FILTER, 30/30, DUAL 9, HIGH-CAPACITY, MERV 9, 12X24X2 | 1501002231 - FILTER, 30/30, DUAL 9, HIGH-CAPACITY, MERV 9, 12X24X2 |  |  |  | 2 |  | 0 | 0 | December | 2026
B0906 800-2 A | 001 | 000002090073 | 2026-12-15 00:21 | 1501002210 | FILTER, BAG, 24X24X12, MERV14A, CAMFIL 10P, 405619A12 | 1501002210 - FILTER, BAG, 24X24X12, MERV14A, CAMFIL 10P, 405619A12 |  |  |  | 1 |  | 0 | 0 | December | 2026
B0906 800-2 A | 001 | 000002090073 | 2026-12-15 00:21 | 1501002200 | FILTER, BAG, 12X24X12, HEIGHT X WIDTH X DEPTH, (HORIZONTAL CONFIGURATION), MERV14A, CAMFIL 10P, 405619F12 | 1501002200 - FILTER, BAG, 12X24X12, HEIGHT X WIDTH X DEPTH, (HORIZONTAL CONFIGURATION), MERV14A, CAMFIL 10P, 405619F12 |  |  |  | 2 |  | 78.19 | 156.38 | December | 2026
B0906 800-3 SA | 001 | 000005090052 | 2026-12-15 00:21 | 1501002237 | FILTER, 30/30, DUAL 9, HIGH-CAPACITY, MERV 9, 20X25X2 | 1501002237 - FILTER, 30/30, DUAL 9, HIGH-CAPACITY, MERV 9, 20X25X2 |  |  |  | 4 |  | 16.46 | 65.84 | December | 2026
B0906 800-4 SA | 001 | 000008093952 | 2026-12-15 00:21 | 1501001487 | FILTER, 30/30, DUAL 9, HIGH-CAPACITY, MERV 9, 20X35X2 | 1501001487 - FILTER, 30/30, DUAL 9, HIGH-CAPACITY, MERV 9, 20X35X2 |  |  |  | 2 |  | 0 | 0 | December | 2026
B0906 900-1 A | 001 | 000002090074 | 2026-12-15 00:21 | 1501002234 | FILTER, 30/30, DUAL 9, HIGH-CAPACITY, MERV 9, 24X24X2 | 1501002234 - FILTER, 30/30, DUAL 9, HIGH-CAPACITY, MERV 9, 24X24X2 |  |  |  | 2 |  | 0 | 0 | December | 2026
B0906 900-1 A | 001 | 000002090074 | 2026-12-15 00:21 | 1501002231 | FILTER, 30/30, DUAL 9, HIGH-CAPACITY, MERV 9, 12X24X2 | 1501002231 - FILTER, 30/30, DUAL 9, HIGH-CAPACITY, MERV 9, 12X24X2 |  |  |  | 2 |  | 0 | 0 | December | 2026
B0906 900-1 A | 001 | 000002090074 | 2026-12-15 00:21 | 1501002210 | FILTER, BAG, 24X24X12, MERV14A, CAMFIL 10P, 405619A12 | 1501002210 - FILTER, BAG, 24X24X12, MERV14A, CAMFIL 10P, 405619A12 |  |  |  | 2 |  | 0 | 0 | December | 2026
B0906 900-1 A | 001 | 000002090074 | 2026-12-15 00:21 | 1501002200 | FILTER, BAG, 12X24X12, HEIGHT X WIDTH X DEPTH, (HORIZONTAL CONFIGURATION), MERV14A, CAMFIL 10P, 405619F12 | 1501002200 - FILTER, BAG, 12X24X12, HEIGHT X WIDTH X DEPTH, (HORIZONTAL CONFIGURATION), MERV14A, CAMFIL 10P, 405619F12 |  |  |  | 2 |  | 78.19 | 156.38 | December | 2026
DAHU-Q-1-DTO | 001 | 000000201016 | 2026-12-17 | 1501001141 | FILTER, 16 X 25 X 1, PLEATED MDL 40 HI-CAP MERV 10 (16X25X1) | 1501001141 - FILTER, 16 X 25 X 1, PLEATED MDL 40 HI-CAP MERV 10 (16X25X1) |  |  |  | 4 |  | 0 | 0 | December | 2026
B0960 FCU Q | 001 | 000008096524 | 2027-01-08 | 1501001125 | FILTER, 12 X 24 X 2, PLEATED MDL 40 HI-CAP MERV 10 (12X24X2) | 1501001125 - FILTER, 12 X 24 X 2, PLEATED MDL 40 HI-CAP MERV 10 (12X24X2) |  |  |  | 1 |  | 0 | 0 | January | 2027
B0960 PTU S | 001 | 000008093006 | 2027-01-08 | 1501001139 | FILTER, 16 X 20 X 1, PLEATED MDL 40 HI-CAP MERV 10 (16X20X1) (ACTUAL SIZE: 15-1/2"X19-1/2"X3/4") | 1501001139 - FILTER, 16 X 20 X 1, PLEATED MDL 40 HI-CAP MERV 10 (16X20X1) (ACTUAL SIZE: 15-1/2"X19-1/2"X3/4") |  |  |  | 1 |  | 0 | 0 | January | 2027
B0960 PTU S | 001 | 000008093042 | 2027-01-08 | 1501001133 | FILTER, 20 X 20 X 1, PLEATED MDL 40 STANDARD MERV 10 (20X20X1) | 1501001133 - FILTER, 20 X 20 X 1, PLEATED MDL 40 STANDARD MERV 10 (20X20X1) |  |  |  | 1 |  | 0 | 0 | January | 2027
B0960 PTU S | 001 | 000008093047 | 2027-01-08 | 1501001133 | FILTER, 20 X 20 X 1, PLEATED MDL 40 STANDARD MERV 10 (20X20X1) | 1501001133 - FILTER, 20 X 20 X 1, PLEATED MDL 40 STANDARD MERV 10 (20X20X1) |  |  |  | 1 |  | 0 | 0 | January | 2027
B0960 PTU S | 001 | 000008093048 | 2027-01-08 | 1501001143 | FILTER, 14 X 20 X 1, PLEATED MDL 40 HI-CAP MERV 10 (14X20X1) | 1501001143 - FILTER, 14 X 20 X 1, PLEATED MDL 40 HI-CAP MERV 10 (14X20X1) |  |  |  | 1 |  | 0 | 0 | January | 2027
B0960 PTU S | 001 | 000008093049 | 2027-01-08 | 1501001143 | FILTER, 14 X 20 X 1, PLEATED MDL 40 HI-CAP MERV 10 (14X20X1) | 1501001143 - FILTER, 14 X 20 X 1, PLEATED MDL 40 HI-CAP MERV 10 (14X20X1) |  |  |  | 1 |  | 0 | 0 | January | 2027
B0916 FCU Q | 001 | 000008099017 | 2027-01-13 | 1501002236 | FILTER, 30/30, DUAL 9, HIGH-CAPACITY, MERV 9, 16X25X2 | 1501002236 - FILTER, 30/30, DUAL 9, HIGH-CAPACITY, MERV 9, 16X25X2 |  |  |  | 1 |  | 0 | 0 | January | 2027
B0916 FCU Q | 001 | 000008099016 | 2027-01-13 | 1501002232 | FILTER, 30/30, DUAL 9, HIGH-CAPACITY, MERV 9, 20X20X2 | 1501002232 - FILTER, 30/30, DUAL 9, HIGH-CAPACITY, MERV 9, 20X20X2 |  |  |  | 2 |  | 0 | 0 | January | 2027
B0916 FCU Q | 001 | 000008099006 | 2027-01-13 | 1501002236 | FILTER, 30/30, DUAL 9, HIGH-CAPACITY, MERV 9, 16X25X2 | 1501002236 - FILTER, 30/30, DUAL 9, HIGH-CAPACITY, MERV 9, 16X25X2 |  |  |  | 4 |  | 0 | 0 | January | 2027
B0916 FCU Q | 001 | 000008099007 | 2027-01-13 | 1501002236 | FILTER, 30/30, DUAL 9, HIGH-CAPACITY, MERV 9, 16X25X2 | 1501002236 - FILTER, 30/30, DUAL 9, HIGH-CAPACITY, MERV 9, 16X25X2 |  |  |  | 4 |  | 0 | 0 | January | 2027
B0960 FCU Q | 001 | 000008094031 | 2027-01-14 | 1501001123 | FILTER, 16 X 20 X 2, PLEATED MDL 40 HI-CAP MERV 10 (16X20X2) | 1501001123 - FILTER, 16 X 20 X 2, PLEATED MDL 40 HI-CAP MERV 10 (16X20X2) |  |  |  | 2 |  | 0 | 0 | January | 2027
B0960 FCU Q | 001 | 000008094504 | 2027-01-14 | 1501001123 | FILTER, 16 X 20 X 2, PLEATED MDL 40 HI-CAP MERV 10 (16X20X2) | 1501001123 - FILTER, 16 X 20 X 2, PLEATED MDL 40 HI-CAP MERV 10 (16X20X2) |  |  |  | 2 |  | 0 | 0 | January | 2027
B0960 FCU Q | 001 | 000008094028 | 2027-01-14 | 1501001125 | FILTER, 12 X 24 X 2, PLEATED MDL 40 HI-CAP MERV 10 (12X24X2) | 1501001125 - FILTER, 12 X 24 X 2, PLEATED MDL 40 HI-CAP MERV 10 (12X24X2) |  |  |  | 2 |  | 0 | 0 | January | 2027
DAHU-Q-1-DTO | 001 | 000000201014 | 2027-01-14 | 1501001141 | FILTER, 16 X 25 X 1, PLEATED MDL 40 HI-CAP MERV 10 (16X25X1) | 1501001141 - FILTER, 16 X 25 X 1, PLEATED MDL 40 HI-CAP MERV 10 (16X25X1) |  |  |  | 3 |  | 0 | 0 | January | 2027
B0960 FCU Q | 001 | 000008093011 | 2027-01-21 | 1501001123 | FILTER, 16 X 20 X 2, PLEATED MDL 40 HI-CAP MERV 10 (16X20X2) | 1501001123 - FILTER, 16 X 20 X 2, PLEATED MDL 40 HI-CAP MERV 10 (16X20X2) |  |  |  | 2 |  | 0 | 0 | January | 2027
B0960 FCU Q | 001 | 000008093028 | 2027-01-21 | 1501001123 | FILTER, 16 X 20 X 2, PLEATED MDL 40 HI-CAP MERV 10 (16X20X2) | 1501001123 - FILTER, 16 X 20 X 2, PLEATED MDL 40 HI-CAP MERV 10 (16X20X2) |  |  |  | 2 |  | 0 | 0 | January | 2027
B0960 FCU Q | 001 | 000008093062 | 2027-01-21 | 1501001125 | FILTER, 12 X 24 X 2, PLEATED MDL 40 HI-CAP MERV 10 (12X24X2) | 1501001125 - FILTER, 12 X 24 X 2, PLEATED MDL 40 HI-CAP MERV 10 (12X24X2) |  |  |  | 1 |  | 0 | 0 | January | 2027
CRU-Q-1-DTO | 001 | 000000201006 | 2027-01-21 | 1501001179 | FILTER, MERV 13, 20 X 25 X 4, PLEATED MDL 40 HI-CAP (20X25X4) | 1501001179 - FILTER, MERV 13, 20 X 25 X 4, PLEATED MDL 40 HI-CAP (20X25X4) |  |  |  | 1 |  | 0 | 0 | January | 2027
CRU-Q-1-DTO | 001 | 000000201006 | 2027-01-21 | 1501001207 | FILTER, MERV 13, 16 X 20 X 4, PLEATED MDL 40 HI-CAP (16X20X4) | 1501001207 - FILTER, MERV 13, 16 X 20 X 4, PLEATED MDL 40 HI-CAP (16X20X4) |  |  |  | 3 |  | 0 | 0 | January | 2027
B0960 FCU Q | 001 | 000008092018 | 2027-01-28 | 1501001123 | FILTER, 16 X 20 X 2, PLEATED MDL 40 HI-CAP MERV 10 (16X20X2) | 1501001123 - FILTER, 16 X 20 X 2, PLEATED MDL 40 HI-CAP MERV 10 (16X20X2) |  |  |  | 2 |  | 0 | 0 | January | 2027
B0960 FCU Q | 001 | 000008092039 | 2027-01-28 | 1501001123 | FILTER, 16 X 20 X 2, PLEATED MDL 40 HI-CAP MERV 10 (16X20X2) | 1501001123 - FILTER, 16 X 20 X 2, PLEATED MDL 40 HI-CAP MERV 10 (16X20X2) |  |  |  | 2 |  | 0 | 0 | January | 2027
B0960 FCU Q | 001 | 000008091006 | 2027-02-08 | 1501001123 | FILTER, 16 X 20 X 2, PLEATED MDL 40 HI-CAP MERV 10 (16X20X2) | 1501001123 - FILTER, 16 X 20 X 2, PLEATED MDL 40 HI-CAP MERV 10 (16X20X2) |  |  |  | 2 |  | 0 | 0 | February | 2027
B0960 FCU Q | 001 | 000008091011 | 2027-02-08 | 1501001125 | FILTER, 12 X 24 X 2, PLEATED MDL 40 HI-CAP MERV 10 (12X24X2) | 1501001125 - FILTER, 12 X 24 X 2, PLEATED MDL 40 HI-CAP MERV 10 (12X24X2) |  |  |  | 1 |  | 0 | 0 | February | 2027
B0960 PTU S | 001 | 000008092000 | 2027-02-09 | 1501001143 | FILTER, 14 X 20 X 1, PLEATED MDL 40 HI-CAP MERV 10 (14X20X1) | 1501001143 - FILTER, 14 X 20 X 1, PLEATED MDL 40 HI-CAP MERV 10 (14X20X1) |  |  |  | 1 |  | 0 | 0 | February | 2027
B0960 PTU S | 001 | 000008092001 | 2027-02-09 | 1501001143 | FILTER, 14 X 20 X 1, PLEATED MDL 40 HI-CAP MERV 10 (14X20X1) | 1501001143 - FILTER, 14 X 20 X 1, PLEATED MDL 40 HI-CAP MERV 10 (14X20X1) |  |  |  | 1 |  | 0 | 0 | February | 2027
B0960 PTU S | 001 | 000008092003 | 2027-02-09 | 1501001143 | FILTER, 14 X 20 X 1, PLEATED MDL 40 HI-CAP MERV 10 (14X20X1) | 1501001143 - FILTER, 14 X 20 X 1, PLEATED MDL 40 HI-CAP MERV 10 (14X20X1) |  |  |  | 1 |  | 0 | 0 | February | 2027
B0960 PTU S | 001 | 000008092004 | 2027-02-09 | 1501001143 | FILTER, 14 X 20 X 1, PLEATED MDL 40 HI-CAP MERV 10 (14X20X1) | 1501001143 - FILTER, 14 X 20 X 1, PLEATED MDL 40 HI-CAP MERV 10 (14X20X1) |  |  |  | 1 |  | 0 | 0 | February | 2027
B0960 PTU S | 001 | 000008092005 | 2027-02-09 | 1501001143 | FILTER, 14 X 20 X 1, PLEATED MDL 40 HI-CAP MERV 10 (14X20X1) | 1501001143 - FILTER, 14 X 20 X 1, PLEATED MDL 40 HI-CAP MERV 10 (14X20X1) |  |  |  | 1 |  | 0 | 0 | February | 2027
B0960 PTU S | 001 | 000008092006 | 2027-02-09 | 1501001143 | FILTER, 14 X 20 X 1, PLEATED MDL 40 HI-CAP MERV 10 (14X20X1) | 1501001143 - FILTER, 14 X 20 X 1, PLEATED MDL 40 HI-CAP MERV 10 (14X20X1) |  |  |  | 1 |  | 0 | 0 | February | 2027
B0960 PTU S | 001 | 000008092007 | 2027-02-09 | 1501001133 | FILTER, 20 X 20 X 1, PLEATED MDL 40 STANDARD MERV 10 (20X20X1) | 1501001133 - FILTER, 20 X 20 X 1, PLEATED MDL 40 STANDARD MERV 10 (20X20X1) |  |  |  | 1 |  | 0 | 0 | February | 2027
B0960 PTU S | 001 | 000008092008 | 2027-02-09 | 1501001139 | FILTER, 16 X 20 X 1, PLEATED MDL 40 HI-CAP MERV 10 (16X20X1) (ACTUAL SIZE: 15-1/2"X19-1/2"X3/4") | 1501001139 - FILTER, 16 X 20 X 1, PLEATED MDL 40 HI-CAP MERV 10 (16X20X1) (ACTUAL SIZE: 15-1/2"X19-1/2"X3/4") |  |  |  | 1 |  | 0 | 0 | February | 2027
B0960 PTU S | 001 | 000008092009 | 2027-02-09 | 1501001143 | FILTER, 14 X 20 X 1, PLEATED MDL 40 HI-CAP MERV 10 (14X20X1) | 1501001143 - FILTER, 14 X 20 X 1, PLEATED MDL 40 HI-CAP MERV 10 (14X20X1) |  |  |  | 1 |  | 0 | 0 | February | 2027
B0960 PTU S | 001 | 000008092010 | 2027-02-09 | 1501001139 | FILTER, 16 X 20 X 1, PLEATED MDL 40 HI-CAP MERV 10 (16X20X1) (ACTUAL SIZE: 15-1/2"X19-1/2"X3/4") | 1501001139 - FILTER, 16 X 20 X 1, PLEATED MDL 40 HI-CAP MERV 10 (16X20X1) (ACTUAL SIZE: 15-1/2"X19-1/2"X3/4") |  |  |  | 1 |  | 0 | 0 | February | 2027
B0960 PTU S | 001 | 000008092011 | 2027-02-09 | 1501001143 | FILTER, 14 X 20 X 1, PLEATED MDL 40 HI-CAP MERV 10 (14X20X1) | 1501001143 - FILTER, 14 X 20 X 1, PLEATED MDL 40 HI-CAP MERV 10 (14X20X1) |  |  |  | 1 |  | 0 | 0 | February | 2027
B0960 PTU S | 001 | 000008092045 | 2027-02-09 | 1501001139 | FILTER, 16 X 20 X 1, PLEATED MDL 40 HI-CAP MERV 10 (16X20X1) (ACTUAL SIZE: 15-1/2"X19-1/2"X3/4") | 1501001139 - FILTER, 16 X 20 X 1, PLEATED MDL 40 HI-CAP MERV 10 (16X20X1) (ACTUAL SIZE: 15-1/2"X19-1/2"X3/4") |  |  |  | 1 |  | 0 | 0 | February | 2027
B0960 PTU S | 001 | 000008092060 | 2027-02-09 | 1501001133 | FILTER, 20 X 20 X 1, PLEATED MDL 40 STANDARD MERV 10 (20X20X1) | 1501001133 - FILTER, 20 X 20 X 1, PLEATED MDL 40 STANDARD MERV 10 (20X20X1) |  |  |  | 1 |  | 0 | 0 | February | 2027
B0960 PTU S | 001 | 000008092065 | 2027-02-09 | 1501001143 | FILTER, 14 X 20 X 1, PLEATED MDL 40 HI-CAP MERV 10 (14X20X1) | 1501001143 - FILTER, 14 X 20 X 1, PLEATED MDL 40 HI-CAP MERV 10 (14X20X1) |  |  |  | 1 |  | 0 | 0 | February | 2027
B0960 PTU S | 001 | 000008098911 | 2027-02-09 | 1501001139 | FILTER, 16 X 20 X 1, PLEATED MDL 40 HI-CAP MERV 10 (16X20X1) (ACTUAL SIZE: 15-1/2"X19-1/2"X3/4") | 1501001139 - FILTER, 16 X 20 X 1, PLEATED MDL 40 HI-CAP MERV 10 (16X20X1) (ACTUAL SIZE: 15-1/2"X19-1/2"X3/4") |  |  |  | 1 |  | 0 | 0 | February | 2027
B0960 FCU Q | 001 | 000008093588 | 2027-02-12 | 1501001125 | FILTER, 12 X 24 X 2, PLEATED MDL 40 HI-CAP MERV 10 (12X24X2) | 1501001125 - FILTER, 12 X 24 X 2, PLEATED MDL 40 HI-CAP MERV 10 (12X24X2) |  |  |  | 1 |  | 0 | 0 | February | 2027
B0960 FCU Q | 001 | 000008093589 | 2027-02-12 | 1501001122 | FILTER, 16 X 25 X 2, PLEATED MDL 40 HI-CAP MERV 10 (16X25X2) | 1501001122 - FILTER, 16 X 25 X 2, PLEATED MDL 40 HI-CAP MERV 10 (16X25X2) |  |  |  | 3 |  | 0 | 0 | February | 2027
B0960 FCU Q | 001 | 000008093591 | 2027-02-12 | 1501001125 | FILTER, 12 X 24 X 2, PLEATED MDL 40 HI-CAP MERV 10 (12X24X2) | 1501001125 - FILTER, 12 X 24 X 2, PLEATED MDL 40 HI-CAP MERV 10 (12X24X2) |  |  |  | 1 |  | 0 | 0 | February | 2027
B0960 FCU Q | 001 | 000008093592 | 2027-02-12 | 1501001125 | FILTER, 12 X 24 X 2, PLEATED MDL 40 HI-CAP MERV 10 (12X24X2) | 1501001125 - FILTER, 12 X 24 X 2, PLEATED MDL 40 HI-CAP MERV 10 (12X24X2) |  |  |  | 1 |  | 0 | 0 | February | 2027
B0916 FCU Q | 001 | 000008099000 | 2027-02-15 | 1501002235 | FILTER, 30/30, DUAL 9, HIGH-CAPACITY, MERV 9, 16X20X2 | 1501002235 - FILTER, 30/30, DUAL 9, HIGH-CAPACITY, MERV 9, 16X20X2 |  |  |  | 2 |  | 0 | 0 | February | 2027
B0916 FCU Q | 001 | 000008099001 | 2027-02-15 | 1501002235 | FILTER, 30/30, DUAL 9, HIGH-CAPACITY, MERV 9, 16X20X2 | 1501002235 - FILTER, 30/30, DUAL 9, HIGH-CAPACITY, MERV 9, 16X20X2 |  |  |  | 2 |  | 0 | 0 | February | 2027
B0916 FCU Q | 001 | 000008099004 | 2027-02-15 | 1501002236 | FILTER, 30/30, DUAL 9, HIGH-CAPACITY, MERV 9, 16X25X2 | 1501002236 - FILTER, 30/30, DUAL 9, HIGH-CAPACITY, MERV 9, 16X25X2 |  |  |  | 4 |  | 0 | 0 | February | 2027
DAHU-Q-1-DTO | 001 | 000000201015 | 2027-02-19 | 1501001141 | FILTER, 16 X 25 X 1, PLEATED MDL 40 HI-CAP MERV 10 (16X25X1) | 1501001141 - FILTER, 16 X 25 X 1, PLEATED MDL 40 HI-CAP MERV 10 (16X25X1) |  |  |  | 4 |  | 0 | 0 | February | 2027
B0960 FCU Q | 001 | 000008091013 | 2027-03-10 | 1501001205 | FILTER, MERV 13, 12 X 24 X 2, PLEATED MDL 40 HI-CAP (12X24X2) | 1501001205 - FILTER, MERV 13, 12 X 24 X 2, PLEATED MDL 40 HI-CAP (12X24X2) |  |  |  | 1 |  | 0 | 0 | March | 2027
B0960 PTU S | 001 | 000008092067 | 2027-03-10 | 1501001139 | FILTER, 16 X 20 X 1, PLEATED MDL 40 HI-CAP MERV 10 (16X20X1) (ACTUAL SIZE: 15-1/2"X19-1/2"X3/4") | 1501001139 - FILTER, 16 X 20 X 1, PLEATED MDL 40 HI-CAP MERV 10 (16X20X1) (ACTUAL SIZE: 15-1/2"X19-1/2"X3/4") |  |  |  | 1 |  | 0 | 0 | March | 2027
B0960 PTU S | 001 | 000008090956 | 2027-03-10 | 1501001133 | FILTER, 20 X 20 X 1, PLEATED MDL 40 STANDARD MERV 10 (20X20X1) | 1501001133 - FILTER, 20 X 20 X 1, PLEATED MDL 40 STANDARD MERV 10 (20X20X1) |  |  |  | 1 |  | 0 | 0 | March | 2027
B0960 PTU S | 001 | 000008090957 | 2027-03-10 | 1501001139 | FILTER, 16 X 20 X 1, PLEATED MDL 40 HI-CAP MERV 10 (16X20X1) (ACTUAL SIZE: 15-1/2"X19-1/2"X3/4") | 1501001139 - FILTER, 16 X 20 X 1, PLEATED MDL 40 HI-CAP MERV 10 (16X20X1) (ACTUAL SIZE: 15-1/2"X19-1/2"X3/4") |  |  |  | 1 |  | 0 | 0 | March | 2027
B0960 PTU S | 001 | 000008090958 | 2027-03-10 | 1501001143 | FILTER, 14 X 20 X 1, PLEATED MDL 40 HI-CAP MERV 10 (14X20X1) | 1501001143 - FILTER, 14 X 20 X 1, PLEATED MDL 40 HI-CAP MERV 10 (14X20X1) |  |  |  | 1 |  | 0 | 0 | March | 2027
B0960 PTU S | 001 | 000008090959 | 2027-03-10 | 1501001139 | FILTER, 16 X 20 X 1, PLEATED MDL 40 HI-CAP MERV 10 (16X20X1) (ACTUAL SIZE: 15-1/2"X19-1/2"X3/4") | 1501001139 - FILTER, 16 X 20 X 1, PLEATED MDL 40 HI-CAP MERV 10 (16X20X1) (ACTUAL SIZE: 15-1/2"X19-1/2"X3/4") |  |  |  | 1 |  | 0 | 0 | March | 2027
B0960 PTU S | 001 | 000008090960 | 2027-03-10 | 1501001133 | FILTER, 20 X 20 X 1, PLEATED MDL 40 STANDARD MERV 10 (20X20X1) | 1501001133 - FILTER, 20 X 20 X 1, PLEATED MDL 40 STANDARD MERV 10 (20X20X1) |  |  |  | 1 |  | 0 | 0 | March | 2027
B0960 PTU S | 001 | 000008090961 | 2027-03-10 | 1501001143 | FILTER, 14 X 20 X 1, PLEATED MDL 40 HI-CAP MERV 10 (14X20X1) | 1501001143 - FILTER, 14 X 20 X 1, PLEATED MDL 40 HI-CAP MERV 10 (14X20X1) |  |  |  | 1 |  | 0 | 0 | March | 2027
B0960 PTU S | 001 | 000008090999 | 2027-03-10 | 1501001139 | FILTER, 16 X 20 X 1, PLEATED MDL 40 HI-CAP MERV 10 (16X20X1) (ACTUAL SIZE: 15-1/2"X19-1/2"X3/4") | 1501001139 - FILTER, 16 X 20 X 1, PLEATED MDL 40 HI-CAP MERV 10 (16X20X1) (ACTUAL SIZE: 15-1/2"X19-1/2"X3/4") |  |  |  | 1 |  | 0 | 0 | March | 2027
B0960 PTU S | 001 | 000008091009 | 2027-03-10 | 1501001139 | FILTER, 16 X 20 X 1, PLEATED MDL 40 HI-CAP MERV 10 (16X20X1) (ACTUAL SIZE: 15-1/2"X19-1/2"X3/4") | 1501001139 - FILTER, 16 X 20 X 1, PLEATED MDL 40 HI-CAP MERV 10 (16X20X1) (ACTUAL SIZE: 15-1/2"X19-1/2"X3/4") |  |  |  | 1 |  | 0 | 0 | March | 2027
B0960 PTU S | 001 | 000008090954 | 2027-03-10 | 1501001143 | FILTER, 14 X 20 X 1, PLEATED MDL 40 HI-CAP MERV 10 (14X20X1) | 1501001143 - FILTER, 14 X 20 X 1, PLEATED MDL 40 HI-CAP MERV 10 (14X20X1) |  |  |  | 1 |  | 0 | 0 | March | 2027
B0960 PTU S | 001 | 000008090955 | 2027-03-10 | 1501001143 | FILTER, 14 X 20 X 1, PLEATED MDL 40 HI-CAP MERV 10 (14X20X1) | 1501001143 - FILTER, 14 X 20 X 1, PLEATED MDL 40 HI-CAP MERV 10 (14X20X1) |  |  |  | 1 |  | 0 | 0 | March | 2027
B0916 FCU Q | 001 | 000008099003 | 2027-03-11 | 1501002236 | FILTER, 30/30, DUAL 9, HIGH-CAPACITY, MERV 9, 16X25X2 | 1501002236 - FILTER, 30/30, DUAL 9, HIGH-CAPACITY, MERV 9, 16X25X2 |  |  |  | 4 |  | 0 | 0 | March | 2027
B0916 FCU Q | 001 | 000008099042 | 2027-03-11 | 1501002235 | FILTER, 30/30, DUAL 9, HIGH-CAPACITY, MERV 9, 16X20X2 | 1501002235 - FILTER, 30/30, DUAL 9, HIGH-CAPACITY, MERV 9, 16X20X2 |  |  |  | 4 |  | 0 | 0 | March | 2027
B0915 AHU1 S | 001 | 000008098800 | 2027-03-15 | 1501002233 | FILTER, 30/30, DUAL 9, HIGH-CAPACITY, MERV 9, 20X24X2 | 1501002233 - FILTER, 30/30, DUAL 9, HIGH-CAPACITY, MERV 9, 20X24X2 |  |  |  | 28 |  | 0 | 0 | March | 2027
B0915 AHU1 S | 001 | 000008098800 | 2027-03-15 | 1501002231 | FILTER, 30/30, DUAL 9, HIGH-CAPACITY, MERV 9, 12X24X2 | 1501002231 - FILTER, 30/30, DUAL 9, HIGH-CAPACITY, MERV 9, 12X24X2 |  |  |  | 10 |  | 0 | 0 | March | 2027
B0915 AHU2 S | 001 | 000008098801 | 2027-03-15 | 1501002234 | FILTER, 30/30, DUAL 9, HIGH-CAPACITY, MERV 9, 24X24X2 | 1501002234 - FILTER, 30/30, DUAL 9, HIGH-CAPACITY, MERV 9, 24X24X2 |  |  |  | 20 |  | 0 | 0 | March | 2027
B0915 AHU2 S | 001 | 000008098801 | 2027-03-15 | 1501002231 | FILTER, 30/30, DUAL 9, HIGH-CAPACITY, MERV 9, 12X24X2 | 1501002231 - FILTER, 30/30, DUAL 9, HIGH-CAPACITY, MERV 9, 12X24X2 |  |  |  | 4 |  | 0 | 0 | March | 2027
B0915 AHU4 S | 001 | 000008098803 | 2027-03-15 | 1501002231 | FILTER, 30/30, DUAL 9, HIGH-CAPACITY, MERV 9, 12X24X2 | 1501002231 - FILTER, 30/30, DUAL 9, HIGH-CAPACITY, MERV 9, 12X24X2 |  |  |  | 6 |  | 0 | 0 | March | 2027
B0915 AHU4 S | 001 | 000008098803 | 2027-03-15 | 1501002234 | FILTER, 30/30, DUAL 9, HIGH-CAPACITY, MERV 9, 24X24X2 | 1501002234 - FILTER, 30/30, DUAL 9, HIGH-CAPACITY, MERV 9, 24X24X2 |  |  |  | 9 |  | 0 | 0 | March | 2027
B0906 600-3 SA | 001 | 000002090064 | 2027-03-16 00:21 | 1501002231 | FILTER, 30/30, DUAL 9, HIGH-CAPACITY, MERV 9, 12X24X2 | 1501002231 - FILTER, 30/30, DUAL 9, HIGH-CAPACITY, MERV 9, 12X24X2 |  |  |  | 2 |  | 0 | 0 | March | 2027
DAHU-Q-1-DTO | 001 | 000000201016 | 2027-03-17 | 1501001141 | FILTER, 16 X 25 X 1, PLEATED MDL 40 HI-CAP MERV 10 (16X25X1) | 1501001141 - FILTER, 16 X 25 X 1, PLEATED MDL 40 HI-CAP MERV 10 (16X25X1) |  |  |  | 4 |  | 0 | 0 | March | 2027
B0902 AHU1 A | 001 | 000008091672 | 2027-04-07 | 1501002233 | FILTER, 30/30, DUAL 9, HIGH-CAPACITY, MERV 9, 20X24X2 | 1501002233 - FILTER, 30/30, DUAL 9, HIGH-CAPACITY, MERV 9, 20X24X2 |  |  |  | 9 |  | 0 | 0 | April | 2027
B0902 AHU2 A | 001 | 000008091673 | 2027-04-08 | 1501002231 | FILTER, 30/30, DUAL 9, HIGH-CAPACITY, MERV 9, 12X24X2 | 1501002231 - FILTER, 30/30, DUAL 9, HIGH-CAPACITY, MERV 9, 12X24X2 |  |  |  | 2 |  | 0 | 0 | April | 2027
B0902 AHU2 A | 001 | 000008091673 | 2027-04-08 | 1501002234 | FILTER, 30/30, DUAL 9, HIGH-CAPACITY, MERV 9, 24X24X2 | 1501002234 - FILTER, 30/30, DUAL 9, HIGH-CAPACITY, MERV 9, 24X24X2 |  |  |  | 4 |  | 0 | 0 | April | 2027
B0960 FCU Q | 001 | 000008096524 | 2027-04-08 | 1501001125 | FILTER, 12 X 24 X 2, PLEATED MDL 40 HI-CAP MERV 10 (12X24X2) | 1501001125 - FILTER, 12 X 24 X 2, PLEATED MDL 40 HI-CAP MERV 10 (12X24X2) |  |  |  | 1 |  | 0 | 0 | April | 2027
B0960 PTU S | 001 | 000008096500 | 2027-04-08 | 1501001133 | FILTER, 20 X 20 X 1, PLEATED MDL 40 STANDARD MERV 10 (20X20X1) | 1501001133 - FILTER, 20 X 20 X 1, PLEATED MDL 40 STANDARD MERV 10 (20X20X1) |  |  |  | 1 |  | 0 | 0 | April | 2027
B0960 PTU S | 001 | 000008096504 | 2027-04-08 | 1501001139 | FILTER, 16 X 20 X 1, PLEATED MDL 40 HI-CAP MERV 10 (16X20X1) (ACTUAL SIZE: 15-1/2"X19-1/2"X3/4") | 1501001139 - FILTER, 16 X 20 X 1, PLEATED MDL 40 HI-CAP MERV 10 (16X20X1) (ACTUAL SIZE: 15-1/2"X19-1/2"X3/4") |  |  |  | 1 |  | 0 | 0 | April | 2027
B0960 PTU S | 001 | 000008094003 | 2027-04-08 | 1501001143 | FILTER, 14 X 20 X 1, PLEATED MDL 40 HI-CAP MERV 10 (14X20X1) | 1501001143 - FILTER, 14 X 20 X 1, PLEATED MDL 40 HI-CAP MERV 10 (14X20X1) |  |  |  | 1 |  | 0 | 0 | April | 2027
B0960 PTU S | 001 | 000008094016 | 2027-04-08 | 1501001143 | FILTER, 14 X 20 X 1, PLEATED MDL 40 HI-CAP MERV 10 (14X20X1) | 1501001143 - FILTER, 14 X 20 X 1, PLEATED MDL 40 HI-CAP MERV 10 (14X20X1) |  |  |  | 1 |  | 0 | 0 | April | 2027
B0960 PTU S | 001 | 000008094033 | 2027-04-08 | 1501001143 | FILTER, 14 X 20 X 1, PLEATED MDL 40 HI-CAP MERV 10 (14X20X1) | 1501001143 - FILTER, 14 X 20 X 1, PLEATED MDL 40 HI-CAP MERV 10 (14X20X1) |  |  |  | 1 |  | 0 | 0 | April | 2027
B0960 PTU S | 001 | 000008094035 | 2027-04-08 | 1501001143 | FILTER, 14 X 20 X 1, PLEATED MDL 40 HI-CAP MERV 10 (14X20X1) | 1501001143 - FILTER, 14 X 20 X 1, PLEATED MDL 40 HI-CAP MERV 10 (14X20X1) |  |  |  | 1 |  | 0 | 0 | April | 2027
B0960 PTU S | 001 | 000008094039 | 2027-04-08 | 1501001139 | FILTER, 16 X 20 X 1, PLEATED MDL 40 HI-CAP MERV 10 (16X20X1) (ACTUAL SIZE: 15-1/2"X19-1/2"X3/4") | 1501001139 - FILTER, 16 X 20 X 1, PLEATED MDL 40 HI-CAP MERV 10 (16X20X1) (ACTUAL SIZE: 15-1/2"X19-1/2"X3/4") |  |  |  | 1 |  | 0 | 0 | April | 2027
B0960 PTU S | 001 | 000008094040 | 2027-04-08 | 1501001139 | FILTER, 16 X 20 X 1, PLEATED MDL 40 HI-CAP MERV 10 (16X20X1) (ACTUAL SIZE: 15-1/2"X19-1/2"X3/4") | 1501001139 - FILTER, 16 X 20 X 1, PLEATED MDL 40 HI-CAP MERV 10 (16X20X1) (ACTUAL SIZE: 15-1/2"X19-1/2"X3/4") |  |  |  | 1 |  | 0 | 0 | April | 2027
B0960 PTU S | 001 | 000008094042 | 2027-04-08 | 1501001133 | FILTER, 20 X 20 X 1, PLEATED MDL 40 STANDARD MERV 10 (20X20X1) | 1501001133 - FILTER, 20 X 20 X 1, PLEATED MDL 40 STANDARD MERV 10 (20X20X1) |  |  |  | 1 |  | 0 | 0 | April | 2027
B0915 AHU3 S | 001 | 000008098802 | 2027-04-13 | 1501002234 | FILTER, 30/30, DUAL 9, HIGH-CAPACITY, MERV 9, 24X24X2 | 1501002234 - FILTER, 30/30, DUAL 9, HIGH-CAPACITY, MERV 9, 24X24X2 |  |  |  | 15 |  | 0 | 0 | April | 2027
B0916 FCU Q | 001 | 000008099017 | 2027-04-13 | 1501002236 | FILTER, 30/30, DUAL 9, HIGH-CAPACITY, MERV 9, 16X25X2 | 1501002236 - FILTER, 30/30, DUAL 9, HIGH-CAPACITY, MERV 9, 16X25X2 |  |  |  | 1 |  | 0 | 0 | April | 2027
B0916 FCU Q | 001 | 000008099016 | 2027-04-13 | 1501002232 | FILTER, 30/30, DUAL 9, HIGH-CAPACITY, MERV 9, 20X20X2 | 1501002232 - FILTER, 30/30, DUAL 9, HIGH-CAPACITY, MERV 9, 20X20X2 |  |  |  | 2 |  | 0 | 0 | April | 2027
B0916 FCU Q | 001 | 000008099006 | 2027-04-13 | 1501002236 | FILTER, 30/30, DUAL 9, HIGH-CAPACITY, MERV 9, 16X25X2 | 1501002236 - FILTER, 30/30, DUAL 9, HIGH-CAPACITY, MERV 9, 16X25X2 |  |  |  | 4 |  | 0 | 0 | April | 2027
B0916 FCU Q | 001 | 000008099007 | 2027-04-13 | 1501002236 | FILTER, 30/30, DUAL 9, HIGH-CAPACITY, MERV 9, 16X25X2 | 1501002236 - FILTER, 30/30, DUAL 9, HIGH-CAPACITY, MERV 9, 16X25X2 |  |  |  | 4 |  | 0 | 0 | April | 2027
B0906 200-1 A | 001 | 000002090050 | 2027-04-13 00:21 | 1501002234 | FILTER, 30/30, DUAL 9, HIGH-CAPACITY, MERV 9, 24X24X2 | 1501002234 - FILTER, 30/30, DUAL 9, HIGH-CAPACITY, MERV 9, 24X24X2 |  |  |  | 1 |  | 0 | 0 | April | 2027
B0906 200-1 A | 001 | 000002090050 | 2027-04-13 00:21 | 1501002231 | FILTER, 30/30, DUAL 9, HIGH-CAPACITY, MERV 9, 12X24X2 | 1501002231 - FILTER, 30/30, DUAL 9, HIGH-CAPACITY, MERV 9, 12X24X2 |  |  |  | 2 |  | 0 | 0 | April | 2027
B0906 200-1 A | 001 | 000002090050 | 2027-04-13 00:21 | 1501002210 | FILTER, BAG, 24X24X12, MERV14A, CAMFIL 10P, 405619A12 | 1501002210 - FILTER, BAG, 24X24X12, MERV14A, CAMFIL 10P, 405619A12 |  |  |  | 1 |  | 0 | 0 | April | 2027
B0906 200-1 A | 001 | 000002090050 | 2027-04-13 00:21 | 1501002200 | FILTER, BAG, 12X24X12, HEIGHT X WIDTH X DEPTH, (HORIZONTAL CONFIGURATION), MERV14A, CAMFIL 10P, 405619F12 | 1501002200 - FILTER, BAG, 12X24X12, HEIGHT X WIDTH X DEPTH, (HORIZONTAL CONFIGURATION), MERV14A, CAMFIL 10P, 405619F12 |  |  |  | 2 |  | 78.19 | 156.38 | April | 2027
B0906 200-1 SA | 001 | 000002090050 | 2027-04-13 00:21 | 1501002234 | FILTER, 30/30, DUAL 9, HIGH-CAPACITY, MERV 9, 24X24X2 | 1501002234 - FILTER, 30/30, DUAL 9, HIGH-CAPACITY, MERV 9, 24X24X2 |  |  |  | 1 |  | 0 | 0 | April | 2027
B0906 200-1 SA | 001 | 000002090050 | 2027-04-13 00:21 | 1501002231 | FILTER, 30/30, DUAL 9, HIGH-CAPACITY, MERV 9, 12X24X2 | 1501002231 - FILTER, 30/30, DUAL 9, HIGH-CAPACITY, MERV 9, 12X24X2 |  |  |  | 2 |  | 0 | 0 | April | 2027
B0906 200-3 SA | 001 | 000002090049 | 2027-04-13 00:21 | 1501002234 | FILTER, 30/30, DUAL 9, HIGH-CAPACITY, MERV 9, 24X24X2 | 1501002234 - FILTER, 30/30, DUAL 9, HIGH-CAPACITY, MERV 9, 24X24X2 |  |  |  | 2 |  | 0 | 0 | April | 2027
B0906 200-3 SA | 001 | 000002090049 | 2027-04-13 00:21 | 1501002231 | FILTER, 30/30, DUAL 9, HIGH-CAPACITY, MERV 9, 12X24X2 | 1501002231 - FILTER, 30/30, DUAL 9, HIGH-CAPACITY, MERV 9, 12X24X2 |  |  |  | 2 |  | 0 | 0 | April | 2027
B0906 300-1 SA | 001 | 000008092551 | 2027-04-13 00:21 | 1501001488 | FILTER, 30/30, DUAL 9, HIGH-CAPACITY, MERV 9, 12.5X20X2 | 1501001488 - FILTER, 30/30, DUAL 9, HIGH-CAPACITY, MERV 9, 12.5X20X2 |  |  |  | 8 |  | 14.45 | 115.6 | April | 2027
B0906 300-3 SA | 001 | 000002090045 | 2027-04-13 00:21 | 1501002234 | FILTER, 30/30, DUAL 9, HIGH-CAPACITY, MERV 9, 24X24X2 | 1501002234 - FILTER, 30/30, DUAL 9, HIGH-CAPACITY, MERV 9, 24X24X2 |  |  |  | 2 |  | 0 | 0 | April | 2027
B0906 300-3 SA | 001 | 000002090045 | 2027-04-13 00:21 | 1501002231 | FILTER, 30/30, DUAL 9, HIGH-CAPACITY, MERV 9, 12X24X2 | 1501002231 - FILTER, 30/30, DUAL 9, HIGH-CAPACITY, MERV 9, 12X24X2 |  |  |  | 2 |  | 0 | 0 | April | 2027
B0906 300-7 SA | 001 | 000008092552 | 2027-04-13 00:21 | 1501001488 | FILTER, 30/30, DUAL 9, HIGH-CAPACITY, MERV 9, 12.5X20X2 | 1501001488 - FILTER, 30/30, DUAL 9, HIGH-CAPACITY, MERV 9, 12.5X20X2 |  |  |  | 8 |  | 14.45 | 115.6 | April | 2027
B0906 300-9 SA | 001 | 000002090046 | 2027-04-13 00:21 | 1501002234 | FILTER, 30/30, DUAL 9, HIGH-CAPACITY, MERV 9, 24X24X2 | 1501002234 - FILTER, 30/30, DUAL 9, HIGH-CAPACITY, MERV 9, 24X24X2 |  |  |  | 1 |  | 0 | 0 | April | 2027
B0906 300-9 SA | 001 | 000002090046 | 2027-04-13 00:21 | 1501002231 | FILTER, 30/30, DUAL 9, HIGH-CAPACITY, MERV 9, 12X24X2 | 1501002231 - FILTER, 30/30, DUAL 9, HIGH-CAPACITY, MERV 9, 12X24X2 |  |  |  | 2 |  | 0 | 0 | April | 2027
B0906 LOBB-1 SA | 001 | 000002090051 | 2027-04-13 00:21 | 1501002234 | FILTER, 30/30, DUAL 9, HIGH-CAPACITY, MERV 9, 24X24X2 | 1501002234 - FILTER, 30/30, DUAL 9, HIGH-CAPACITY, MERV 9, 24X24X2 |  |  |  | 2 |  | 0 | 0 | April | 2027
B0906 LOBB-1 SA | 001 | 000002090051 | 2027-04-13 00:21 | 1501002231 | FILTER, 30/30, DUAL 9, HIGH-CAPACITY, MERV 9, 12X24X2 | 1501002231 - FILTER, 30/30, DUAL 9, HIGH-CAPACITY, MERV 9, 12X24X2 |  |  |  | 2 |  | 0 | 0 | April | 2027
B0906 LOBB-2 SA | 001 | 000008093947 | 2027-04-13 00:21 | 1501002237 | FILTER, 30/30, DUAL 9, HIGH-CAPACITY, MERV 9, 20X25X2 | 1501002237 - FILTER, 30/30, DUAL 9, HIGH-CAPACITY, MERV 9, 20X25X2 |  |  |  | 4 |  | 16.46 | 65.84 | April | 2027
B0906 LOBB-3 SA | 001 | 000002090052 | 2027-04-13 00:21 | 1501002234 | FILTER, 30/30, DUAL 9, HIGH-CAPACITY, MERV 9, 24X24X2 | 1501002234 - FILTER, 30/30, DUAL 9, HIGH-CAPACITY, MERV 9, 24X24X2 |  |  |  | 1 |  | 0 | 0 | April | 2027
B0906 RTU-1 SA | 001 | 000005090062 | 2027-04-13 00:21 | 1501002237 | FILTER, 30/30, DUAL 9, HIGH-CAPACITY, MERV 9, 20X25X2 | 1501002237 - FILTER, 30/30, DUAL 9, HIGH-CAPACITY, MERV 9, 20X25X2 |  |  |  | 4 |  | 16.46 | 65.84 | April | 2027
B0906 RTU-1 SA | 001 | 000005090062 | 2027-04-13 00:21 | 1501002232 | FILTER, 30/30, DUAL 9, HIGH-CAPACITY, MERV 9, 20X20X2 | 1501002232 - FILTER, 30/30, DUAL 9, HIGH-CAPACITY, MERV 9, 20X20X2 |  |  |  | 4 |  | 0 | 0 | April | 2027
B0906 RTU-2 SA | 001 | 000005090061 | 2027-04-13 00:21 | 1501002237 | FILTER, 30/30, DUAL 9, HIGH-CAPACITY, MERV 9, 20X25X2 | 1501002237 - FILTER, 30/30, DUAL 9, HIGH-CAPACITY, MERV 9, 20X25X2 |  |  |  | 4 |  | 16.46 | 65.84 | April | 2027
B0906 RTU-2 SA | 001 | 000005090061 | 2027-04-13 00:21 | 1501002232 | FILTER, 30/30, DUAL 9, HIGH-CAPACITY, MERV 9, 20X20X2 | 1501002232 - FILTER, 30/30, DUAL 9, HIGH-CAPACITY, MERV 9, 20X20X2 |  |  |  | 2 |  | 0 | 0 | April | 2027
B0906 RTU-3 SA | 001 | 000005090059 | 2027-04-13 00:21 | 1501002237 | FILTER, 30/30, DUAL 9, HIGH-CAPACITY, MERV 9, 20X25X2 | 1501002237 - FILTER, 30/30, DUAL 9, HIGH-CAPACITY, MERV 9, 20X25X2 |  |  |  | 4 |  | 16.46 | 65.84 | April | 2027
B0906 RTU-3 SA | 001 | 000005090059 | 2027-04-13 00:21 | 1501002232 | FILTER, 30/30, DUAL 9, HIGH-CAPACITY, MERV 9, 20X20X2 | 1501002232 - FILTER, 30/30, DUAL 9, HIGH-CAPACITY, MERV 9, 20X20X2 |  |  |  | 4 |  | 0 | 0 | April | 2027
B0906 RTU-4 SA | 001 | 000008093953 | 2027-04-13 00:21 | 1501002236 | FILTER, 30/30, DUAL 9, HIGH-CAPACITY, MERV 9, 16X25X2 | 1501002236 - FILTER, 30/30, DUAL 9, HIGH-CAPACITY, MERV 9, 16X25X2 |  |  |  | 4 |  | 0 | 0 | April | 2027
B0906 RTU-5 SA | 001 | 000008093954 | 2027-04-13 00:21 | 1501001487 | FILTER, 30/30, DUAL 9, HIGH-CAPACITY, MERV 9, 20X35X2 | 1501001487 - FILTER, 30/30, DUAL 9, HIGH-CAPACITY, MERV 9, 20X35X2 |  |  |  | 2 |  | 0 | 0 | April | 2027
B0906 RTU-6 SA | 001 | 000005090057 | 2027-04-13 00:21 | 1501001487 | FILTER, 30/30, DUAL 9, HIGH-CAPACITY, MERV 9, 20X35X2 | 1501001487 - FILTER, 30/30, DUAL 9, HIGH-CAPACITY, MERV 9, 20X35X2 |  |  |  | 2 |  | 0 | 0 | April | 2027
B0906 RTU-7 SA | 001 | 000005090056 | 2027-04-13 00:21 | 1501002236 | FILTER, 30/30, DUAL 9, HIGH-CAPACITY, MERV 9, 16X25X2 | 1501002236 - FILTER, 30/30, DUAL 9, HIGH-CAPACITY, MERV 9, 16X25X2 |  |  |  | 4 |  | 0 | 0 | April | 2027
B0906 RTU-8 SA | 001 | 000005090060 | 2027-04-13 00:21 | 1501002237 | FILTER, 30/30, DUAL 9, HIGH-CAPACITY, MERV 9, 20X25X2 | 1501002237 - FILTER, 30/30, DUAL 9, HIGH-CAPACITY, MERV 9, 20X25X2 |  |  |  | 4 |  | 16.46 | 65.84 | April | 2027
B0906 RTU-8 SA | 001 | 000005090060 | 2027-04-13 00:21 | 1501002232 | FILTER, 30/30, DUAL 9, HIGH-CAPACITY, MERV 9, 20X20X2 | 1501002232 - FILTER, 30/30, DUAL 9, HIGH-CAPACITY, MERV 9, 20X20X2 |  |  |  | 4 |  | 0 | 0 | April | 2027
B0906 RTU-9 SA | 001 | 000005090063 | 2027-04-13 00:21 | 1501002237 | FILTER, 30/30, DUAL 9, HIGH-CAPACITY, MERV 9, 20X25X2 | 1501002237 - FILTER, 30/30, DUAL 9, HIGH-CAPACITY, MERV 9, 20X25X2 |  |  |  | 4 |  | 16.46 | 65.84 | April | 2027
B0906 RTU-9 SA | 001 | 000005090063 | 2027-04-13 00:21 | 1501002232 | FILTER, 30/30, DUAL 9, HIGH-CAPACITY, MERV 9, 20X20X2 | 1501002232 - FILTER, 30/30, DUAL 9, HIGH-CAPACITY, MERV 9, 20X20X2 |  |  |  | 4 |  | 0 | 0 | April | 2027
B0951 RTU 1 SA | 001 | 000008099203 | 2027-04-14 | 1501002237 | FILTER, 30/30, DUAL 9, HIGH-CAPACITY, MERV 9, 20X25X2 | 1501002237 - FILTER, 30/30, DUAL 9, HIGH-CAPACITY, MERV 9, 20X25X2 |  |  |  | 4 |  | 16.46 | 65.84 | April | 2027
B0951 RTU 1 SA | 001 | 000008099203 | 2027-04-14 | 1501002232 | FILTER, 30/30, DUAL 9, HIGH-CAPACITY, MERV 9, 20X20X2 | 1501002232 - FILTER, 30/30, DUAL 9, HIGH-CAPACITY, MERV 9, 20X20X2 |  |  |  | 4 |  | 0 | 0 | April | 2027
B0960 AHU3-1 S | 001 | 000008093008 | 2027-04-14 | 1501002236 | FILTER, 30/30, DUAL 9, HIGH-CAPACITY, MERV 9, 16X25X2 | 1501002236 - FILTER, 30/30, DUAL 9, HIGH-CAPACITY, MERV 9, 16X25X2 |  |  |  | 3 |  | 0 | 0 | April | 2027
B0960 AHU3-1 S | 001 | 000008093008 | 2027-04-14 | 1501002235 | FILTER, 30/30, DUAL 9, HIGH-CAPACITY, MERV 9, 16X20X2 | 1501002235 - FILTER, 30/30, DUAL 9, HIGH-CAPACITY, MERV 9, 16X20X2 |  |  |  | 1 |  | 0 | 0 | April | 2027
B0960 AHU3-1 S | 001 | 000008093008 | 2027-04-14 | 1501002233 | FILTER, 30/30, DUAL 9, HIGH-CAPACITY, MERV 9, 20X24X2 | 1501002233 - FILTER, 30/30, DUAL 9, HIGH-CAPACITY, MERV 9, 20X24X2 |  |  |  | 8 |  | 0 | 0 | April | 2027
B0960 AHU4-1 SA | 001 | 000008091061 | 2027-04-14 | 1501002231 | FILTER, 30/30, DUAL 9, HIGH-CAPACITY, MERV 9, 12X24X2 | 1501002231 - FILTER, 30/30, DUAL 9, HIGH-CAPACITY, MERV 9, 12X24X2 |  |  |  | 3 |  | 0 | 0 | April | 2027
B0960 AHU4-1 SA | 001 | 000008091061 | 2027-04-14 | 1501002235 | FILTER, 30/30, DUAL 9, HIGH-CAPACITY, MERV 9, 16X20X2 | 1501002235 - FILTER, 30/30, DUAL 9, HIGH-CAPACITY, MERV 9, 16X20X2 |  |  |  | 2 |  | 0 | 0 | April | 2027
B0960 AHU4-1 SA | 001 | 000008091061 | 2027-04-14 | 1501002233 | FILTER, 30/30, DUAL 9, HIGH-CAPACITY, MERV 9, 20X24X2 | 1501002233 - FILTER, 30/30, DUAL 9, HIGH-CAPACITY, MERV 9, 20X24X2 |  |  |  | 6 |  | 0 | 0 | April | 2027
B0960 FCU Q | 001 | 000008094031 | 2027-04-14 | 1501001123 | FILTER, 16 X 20 X 2, PLEATED MDL 40 HI-CAP MERV 10 (16X20X2) | 1501001123 - FILTER, 16 X 20 X 2, PLEATED MDL 40 HI-CAP MERV 10 (16X20X2) |  |  |  | 2 |  | 0 | 0 | April | 2027
B0960 FCU Q | 001 | 000008094504 | 2027-04-14 | 1501001123 | FILTER, 16 X 20 X 2, PLEATED MDL 40 HI-CAP MERV 10 (16X20X2) | 1501001123 - FILTER, 16 X 20 X 2, PLEATED MDL 40 HI-CAP MERV 10 (16X20X2) |  |  |  | 2 |  | 0 | 0 | April | 2027
B0960 FCU Q | 001 | 000008094028 | 2027-04-14 | 1501001125 | FILTER, 12 X 24 X 2, PLEATED MDL 40 HI-CAP MERV 10 (12X24X2) | 1501001125 - FILTER, 12 X 24 X 2, PLEATED MDL 40 HI-CAP MERV 10 (12X24X2) |  |  |  | 2 |  | 0 | 0 | April | 2027
B0960 MAU3-1 SA | 001 | 000008093007 | 2027-04-14 | 1501002237 | FILTER, 30/30, DUAL 9, HIGH-CAPACITY, MERV 9, 20X25X2 | 1501002237 - FILTER, 30/30, DUAL 9, HIGH-CAPACITY, MERV 9, 20X25X2 |  |  |  | 3 |  | 16.46 | 49.38 | April | 2027
B0960 MAU3-1 SA | 001 | 000008093007 | 2027-04-14 | 1501002236 | FILTER, 30/30, DUAL 9, HIGH-CAPACITY, MERV 9, 16X25X2 | 1501002236 - FILTER, 30/30, DUAL 9, HIGH-CAPACITY, MERV 9, 16X25X2 |  |  |  | 4 |  | 0 | 0 | April | 2027
B0960 MAU4-1 SA | 001 | 000008091064 | 2027-04-14 | 1501002237 | FILTER, 30/30, DUAL 9, HIGH-CAPACITY, MERV 9, 20X25X2 | 1501002237 - FILTER, 30/30, DUAL 9, HIGH-CAPACITY, MERV 9, 20X25X2 |  |  |  | 3 |  | 16.46 | 49.38 | April | 2027
B0960 MAU4-1 SA | 001 | 000008091064 | 2027-04-14 | 1501002236 | FILTER, 30/30, DUAL 9, HIGH-CAPACITY, MERV 9, 16X25X2 | 1501002236 - FILTER, 30/30, DUAL 9, HIGH-CAPACITY, MERV 9, 16X25X2 |  |  |  | 4 |  | 0 | 0 | April | 2027
DAHU-Q-1-DTO | 001 | 000000201014 | 2027-04-14 | 1501001141 | FILTER, 16 X 25 X 1, PLEATED MDL 40 HI-CAP MERV 10 (16X25X1) | 1501001141 - FILTER, 16 X 25 X 1, PLEATED MDL 40 HI-CAP MERV 10 (16X25X1) |  |  |  | 3 |  | 0 | 0 | April | 2027
B0960 FCU Q | 001 | 000008093011 | 2027-04-21 | 1501001123 | FILTER, 16 X 20 X 2, PLEATED MDL 40 HI-CAP MERV 10 (16X20X2) | 1501001123 - FILTER, 16 X 20 X 2, PLEATED MDL 40 HI-CAP MERV 10 (16X20X2) |  |  |  | 2 |  | 0 | 0 | April | 2027
B0960 FCU Q | 001 | 000008093028 | 2027-04-21 | 1501001123 | FILTER, 16 X 20 X 2, PLEATED MDL 40 HI-CAP MERV 10 (16X20X2) | 1501001123 - FILTER, 16 X 20 X 2, PLEATED MDL 40 HI-CAP MERV 10 (16X20X2) |  |  |  | 2 |  | 0 | 0 | April | 2027
B0960 FCU Q | 001 | 000008093062 | 2027-04-21 | 1501001125 | FILTER, 12 X 24 X 2, PLEATED MDL 40 HI-CAP MERV 10 (12X24X2) | 1501001125 - FILTER, 12 X 24 X 2, PLEATED MDL 40 HI-CAP MERV 10 (12X24X2) |  |  |  | 1 |  | 0 | 0 | April | 2027
CRU-Q-1-DTO | 001 | 000000201006 | 2027-04-21 | 1501001179 | FILTER, MERV 13, 20 X 25 X 4, PLEATED MDL 40 HI-CAP (20X25X4) | 1501001179 - FILTER, MERV 13, 20 X 25 X 4, PLEATED MDL 40 HI-CAP (20X25X4) |  |  |  | 1 |  | 0 | 0 | April | 2027
CRU-Q-1-DTO | 001 | 000000201006 | 2027-04-21 | 1501001207 | FILTER, MERV 13, 16 X 20 X 4, PLEATED MDL 40 HI-CAP (16X20X4) | 1501001207 - FILTER, MERV 13, 16 X 20 X 4, PLEATED MDL 40 HI-CAP (16X20X4) |  |  |  | 3 |  | 0 | 0 | April | 2027
CRU-Q-2-LN | 001 | 000000207576 | 2026-07-14 | 1501001145 | FILTER, 24 X 24 X 4, PLEATED MDL 40 HI-CAP MERV 10 (24X24X4) | 1501001145 - FILTER, 24 X 24 X 4, PLEATED MDL 40 HI-CAP MERV 10 (24X24X4) |  |  |  | 3 |  | 0 | 0 | July | 2026
CRU-Q-2-LN | 001 | 000000207577 | 2026-07-14 | 1501001145 | FILTER, 24 X 24 X 4, PLEATED MDL 40 HI-CAP MERV 10 (24X24X4) | 1501001145 - FILTER, 24 X 24 X 4, PLEATED MDL 40 HI-CAP MERV 10 (24X24X4) |  |  |  | 3 |  | 0 | 0 | July | 2026
B1002 AHU 1-2 Q | 001 | 000000207684 | 2026-07-20 00:22 | 1501002231 | FILTER, 30/30, DUAL 9, HIGH-CAPACITY, MERV 9, 12X24X2 | 1501002231 - FILTER, 30/30, DUAL 9, HIGH-CAPACITY, MERV 9, 12X24X2 |  |  |  | 2 |  | 0 | 0 | July | 2026
B1002 AHU 1-2 Q | 001 | 000000207684 | 2026-07-20 00:22 | 1501002232 | FILTER, 30/30, DUAL 9, HIGH-CAPACITY, MERV 9, 20X20X2 | 1501002232 - FILTER, 30/30, DUAL 9, HIGH-CAPACITY, MERV 9, 20X20X2 |  |  |  | 2 |  | 0 | 0 | July | 2026
B1002 AHU 1-2 Q | 001 | 000000207684 | 2026-07-20 00:22 | 1501002233 | FILTER, 30/30, DUAL 9, HIGH-CAPACITY, MERV 9, 20X24X2 | 1501002233 - FILTER, 30/30, DUAL 9, HIGH-CAPACITY, MERV 9, 20X24X2 |  |  |  | 1 |  | 0 | 0 | July | 2026
B1002 ERU-01 2M | 001 | 000000207461 | 2026-07-20 00:22 | 1501001121 | FILTER, 20 X 20 X 2, PLEATED MDL 40 STANDARD MERV 10 (20X20X2) | 1501001121 - FILTER, 20 X 20 X 2, PLEATED MDL 40 STANDARD MERV 10 (20X20X2) |  |  |  | 21 |  | 0 | 0 | July | 2026
B1002 ERU-02 2M | 001 | 000000207462 | 2026-07-20 00:22 | 1501001121 | FILTER, 20 X 20 X 2, PLEATED MDL 40 STANDARD MERV 10 (20X20X2) | 1501001121 - FILTER, 20 X 20 X 2, PLEATED MDL 40 STANDARD MERV 10 (20X20X2) |  |  |  | 15 |  | 0 | 0 | July | 2026
B1002 ERU-02 2M | 001 | 000000207462 | 2026-07-20 00:22 | 1501001119 | FILTER, 24 X 24 X 2, PLEATED MDL 40 HI-CAP MERV 10 (24X24X2) | 1501001119 - FILTER, 24 X 24 X 2, PLEATED MDL 40 HI-CAP MERV 10 (24X24X2) |  |  |  | 6 |  | 0 | 0 | July | 2026
B1001 AHU 604 Q | 001 | 000000205459 | 2026-07-27 00:22 | 1501002234 | FILTER, 30/30, DUAL 9, HIGH-CAPACITY, MERV 9, 24X24X2 | 1501002234 - FILTER, 30/30, DUAL 9, HIGH-CAPACITY, MERV 9, 24X24X2 |  |  |  | 12 |  | 0 | 0 | July | 2026
B1001 AHU 604 Q | 001 | 000000205459 | 2026-07-27 00:22 | 1501002231 | FILTER, 30/30, DUAL 9, HIGH-CAPACITY, MERV 9, 12X24X2 | 1501002231 - FILTER, 30/30, DUAL 9, HIGH-CAPACITY, MERV 9, 12X24X2 |  |  |  | 7 |  | 0 | 0 | July | 2026
B1001 AHU 603 Q | 001 | 000000205458 | 2026-08-03 00:22 | 1501002234 | FILTER, 30/30, DUAL 9, HIGH-CAPACITY, MERV 9, 24X24X2 | 1501002234 - FILTER, 30/30, DUAL 9, HIGH-CAPACITY, MERV 9, 24X24X2 |  |  |  | 12 |  | 0 | 0 | August | 2026
B1001 AHU 603 Q | 001 | 000000205458 | 2026-08-03 00:22 | 1501002231 | FILTER, 30/30, DUAL 9, HIGH-CAPACITY, MERV 9, 12X24X2 | 1501002231 - FILTER, 30/30, DUAL 9, HIGH-CAPACITY, MERV 9, 12X24X2 |  |  |  | 7 |  | 0 | 0 | August | 2026
B1002 AHU 4-2 Q | 001 | 000000208458 | 2026-08-05 00:22 | 1501001119 | FILTER, 24 X 24 X 2, PLEATED MDL 40 HI-CAP MERV 10 (24X24X2) | 1501001119 - FILTER, 24 X 24 X 2, PLEATED MDL 40 HI-CAP MERV 10 (24X24X2) |  |  |  | 9 |  | 0 | 0 | August | 2026
CRU-Q-2-LN | 001 | 000000207965 | 2026-08-19 | 1501001208 | FILTER, 23 1/2 X 31 X 4, PLEATED MDL 40 HI-CAP MERV 10 (23 1/2X31X4, 23.5 X 31 X 4, 23.5X31X4) | 1501001208 - FILTER, 23 1/2 X 31 X 4, PLEATED MDL 40 HI-CAP MERV 10 (23 1/2X31X4, 23.5 X 31 X 4, 23.5X31X4) |  |  |  | 5 |  | 0 | 0 | August | 2026
CRU-Q-2-LN | 001 | 000000207966 | 2026-08-19 | 1501001208 | FILTER, 23 1/2 X 31 X 4, PLEATED MDL 40 HI-CAP MERV 10 (23 1/2X31X4, 23.5 X 31 X 4, 23.5X31X4) | 1501001208 - FILTER, 23 1/2 X 31 X 4, PLEATED MDL 40 HI-CAP MERV 10 (23 1/2X31X4, 23.5 X 31 X 4, 23.5X31X4) |  |  |  | 5 |  | 0 | 0 | August | 2026
CRU-Q-2-LN | 001 | 000000207983 | 2026-08-19 | 1501001913 | FILTER, 28 1.2 X 29 1/2 X 4, PLEATED MDL 40 HI-CAP MERV 10 (28.5X29.5X4) | 1501001913 - FILTER, 28 1.2 X 29 1/2 X 4, PLEATED MDL 40 HI-CAP MERV 10 (28.5X29.5X4) |  |  |  | 1 |  | 58.66 | 58.66 | August | 2026
CRU-Q-2-LN | 001 | 000000207984 | 2026-08-19 | 1501001913 | FILTER, 28 1.2 X 29 1/2 X 4, PLEATED MDL 40 HI-CAP MERV 10 (28.5X29.5X4) | 1501001913 - FILTER, 28 1.2 X 29 1/2 X 4, PLEATED MDL 40 HI-CAP MERV 10 (28.5X29.5X4) |  |  |  | 1 |  | 58.66 | 58.66 | August | 2026
AHU-Q-1-LN | 001 | 000000204641 | 2026-09-01 00:10 | 1501002234 | FILTER, 30/30, DUAL 9, HIGH-CAPACITY, MERV 9, 24X24X2 | 1501002234 - FILTER, 30/30, DUAL 9, HIGH-CAPACITY, MERV 9, 24X24X2 |  |  |  | 18 |  | 0 | 0 | September | 2026
AHU-Q-1-LN | 001 | 000000204641 | 2026-09-01 00:10 | 1501002231 | FILTER, 30/30, DUAL 9, HIGH-CAPACITY, MERV 9, 12X24X2 | 1501002231 - FILTER, 30/30, DUAL 9, HIGH-CAPACITY, MERV 9, 12X24X2 |  |  |  | 3 |  | 0 | 0 | September | 2026
B1001 AHU 602 Q | 001 | 000000205479 | 2026-09-14 00:22 | 1501002234 | FILTER, 30/30, DUAL 9, HIGH-CAPACITY, MERV 9, 24X24X2 | 1501002234 - FILTER, 30/30, DUAL 9, HIGH-CAPACITY, MERV 9, 24X24X2 |  |  |  | 20 |  | 0 | 0 | September | 2026
B1001 AHU 601 Q | 001 | 000000205495 | 2026-09-21 00:22 | 1501002234 | FILTER, 30/30, DUAL 9, HIGH-CAPACITY, MERV 9, 24X24X2 | 1501002234 - FILTER, 30/30, DUAL 9, HIGH-CAPACITY, MERV 9, 24X24X2 |  |  |  | 20 |  | 0 | 0 | September | 2026
B1002 ERU-01 2M | 001 | 000000207461 | 2026-09-21 00:22 | 1501001121 | FILTER, 20 X 20 X 2, PLEATED MDL 40 STANDARD MERV 10 (20X20X2) | 1501001121 - FILTER, 20 X 20 X 2, PLEATED MDL 40 STANDARD MERV 10 (20X20X2) |  |  |  | 21 |  | 0 | 0 | September | 2026
B1002 ERU-02 2M | 001 | 000000207462 | 2026-09-21 00:22 | 1501001121 | FILTER, 20 X 20 X 2, PLEATED MDL 40 STANDARD MERV 10 (20X20X2) | 1501001121 - FILTER, 20 X 20 X 2, PLEATED MDL 40 STANDARD MERV 10 (20X20X2) |  |  |  | 15 |  | 0 | 0 | September | 2026
B1002 ERU-02 2M | 001 | 000000207462 | 2026-09-21 00:22 | 1501001119 | FILTER, 24 X 24 X 2, PLEATED MDL 40 HI-CAP MERV 10 (24X24X2) | 1501001119 - FILTER, 24 X 24 X 2, PLEATED MDL 40 HI-CAP MERV 10 (24X24X2) |  |  |  | 6 |  | 0 | 0 | September | 2026
CRU-Q-2-LN | 001 | 000000207576 | 2026-10-14 | 1501001145 | FILTER, 24 X 24 X 4, PLEATED MDL 40 HI-CAP MERV 10 (24X24X4) | 1501001145 - FILTER, 24 X 24 X 4, PLEATED MDL 40 HI-CAP MERV 10 (24X24X4) |  |  |  | 3 |  | 0 | 0 | October | 2026
CRU-Q-2-LN | 001 | 000000207577 | 2026-10-14 | 1501001145 | FILTER, 24 X 24 X 4, PLEATED MDL 40 HI-CAP MERV 10 (24X24X4) | 1501001145 - FILTER, 24 X 24 X 4, PLEATED MDL 40 HI-CAP MERV 10 (24X24X4) |  |  |  | 3 |  | 0 | 0 | October | 2026
B1002 AHU 1-2 Q | 001 | 000000207684 | 2026-10-19 00:22 | 1501002231 | FILTER, 30/30, DUAL 9, HIGH-CAPACITY, MERV 9, 12X24X2 | 1501002231 - FILTER, 30/30, DUAL 9, HIGH-CAPACITY, MERV 9, 12X24X2 |  |  |  | 2 |  | 0 | 0 | October | 2026
B1002 AHU 1-2 Q | 001 | 000000207684 | 2026-10-19 00:22 | 1501002232 | FILTER, 30/30, DUAL 9, HIGH-CAPACITY, MERV 9, 20X20X2 | 1501002232 - FILTER, 30/30, DUAL 9, HIGH-CAPACITY, MERV 9, 20X20X2 |  |  |  | 2 |  | 0 | 0 | October | 2026
B1002 AHU 1-2 Q | 001 | 000000207684 | 2026-10-19 00:22 | 1501002233 | FILTER, 30/30, DUAL 9, HIGH-CAPACITY, MERV 9, 20X24X2 | 1501002233 - FILTER, 30/30, DUAL 9, HIGH-CAPACITY, MERV 9, 20X24X2 |  |  |  | 1 |  | 0 | 0 | October | 2026
B1001 AHU 604 Q | 001 | 000000205459 | 2026-10-26 00:22 | 1501002234 | FILTER, 30/30, DUAL 9, HIGH-CAPACITY, MERV 9, 24X24X2 | 1501002234 - FILTER, 30/30, DUAL 9, HIGH-CAPACITY, MERV 9, 24X24X2 |  |  |  | 12 |  | 0 | 0 | October | 2026
B1001 AHU 604 Q | 001 | 000000205459 | 2026-10-26 00:22 | 1501002231 | FILTER, 30/30, DUAL 9, HIGH-CAPACITY, MERV 9, 12X24X2 | 1501002231 - FILTER, 30/30, DUAL 9, HIGH-CAPACITY, MERV 9, 12X24X2 |  |  |  | 7 |  | 0 | 0 | October | 2026
B1001 AHU 603 Q | 001 | 000000205458 | 2026-11-02 00:22 | 1501002234 | FILTER, 30/30, DUAL 9, HIGH-CAPACITY, MERV 9, 24X24X2 | 1501002234 - FILTER, 30/30, DUAL 9, HIGH-CAPACITY, MERV 9, 24X24X2 |  |  |  | 12 |  | 0 | 0 | November | 2026
B1001 AHU 603 Q | 001 | 000000205458 | 2026-11-02 00:22 | 1501002231 | FILTER, 30/30, DUAL 9, HIGH-CAPACITY, MERV 9, 12X24X2 | 1501002231 - FILTER, 30/30, DUAL 9, HIGH-CAPACITY, MERV 9, 12X24X2 |  |  |  | 7 |  | 0 | 0 | November | 2026
B1002 AHU 4-2 Q | 001 | 000000208458 | 2026-11-04 00:22 | 1501001119 | FILTER, 24 X 24 X 2, PLEATED MDL 40 HI-CAP MERV 10 (24X24X2) | 1501001119 - FILTER, 24 X 24 X 2, PLEATED MDL 40 HI-CAP MERV 10 (24X24X2) |  |  |  | 9 |  | 0 | 0 | November | 2026
B1002 AHU 3-2 A | 001 | 000000208020 | 2026-11-16 00:22 | 1501002204 | FILTER, BAG, 20X20X12, MERV14A, CAMFIL 8P, 405619D12 (REPLACES 1501001202) | 1501002204 - FILTER, BAG, 20X20X12, MERV14A, CAMFIL 8P, 405619D12 (REPLACES 1501001202) |  |  |  | 8 |  | 0 | 0 | November | 2026
B1002 AHU 3-2 A | 001 | 000000208020 | 2026-11-16 00:22 | 1501002206 | FILTER, BAG, 20X24X12, HEIGHT X WIDTH X DEPTH, (HORIZONTAL CONFIGURATION), MERV14A, CAMFIL 10P, 405619E12 (REPLACES 1501003005) | 1501002206 - FILTER, BAG, 20X24X12, HEIGHT X WIDTH X DEPTH, (HORIZONTAL CONFIGURATION), MERV14A, CAMFIL 10P, 405619E12 (REPLACES 1501003005) |  |  |  | 2 |  | 0 | 0 | November | 2026
B1002 AHU 3-2 A | 001 | 000000208020 | 2026-11-16 00:22 | 1501002200 | FILTER, BAG, 12X24X12, HEIGHT X WIDTH X DEPTH, (HORIZONTAL CONFIGURATION), MERV14A, CAMFIL 10P, 405619F12 | 1501002200 - FILTER, BAG, 12X24X12, HEIGHT X WIDTH X DEPTH, (HORIZONTAL CONFIGURATION), MERV14A, CAMFIL 10P, 405619F12 |  |  |  | 4 |  | 78.19 | 312.76 | November | 2026
B1002 ERU-01 2M | 001 | 000000207461 | 2026-11-16 00:22 | 1501001121 | FILTER, 20 X 20 X 2, PLEATED MDL 40 STANDARD MERV 10 (20X20X2) | 1501001121 - FILTER, 20 X 20 X 2, PLEATED MDL 40 STANDARD MERV 10 (20X20X2) |  |  |  | 21 |  | 0 | 0 | November | 2026
B1002 ERU-02 2M | 001 | 000000207462 | 2026-11-16 00:22 | 1501001121 | FILTER, 20 X 20 X 2, PLEATED MDL 40 STANDARD MERV 10 (20X20X2) | 1501001121 - FILTER, 20 X 20 X 2, PLEATED MDL 40 STANDARD MERV 10 (20X20X2) |  |  |  | 15 |  | 0 | 0 | November | 2026
B1002 ERU-02 2M | 001 | 000000207462 | 2026-11-16 00:22 | 1501001119 | FILTER, 24 X 24 X 2, PLEATED MDL 40 HI-CAP MERV 10 (24X24X2) | 1501001119 - FILTER, 24 X 24 X 2, PLEATED MDL 40 HI-CAP MERV 10 (24X24X2) |  |  |  | 6 |  | 0 | 0 | November | 2026
CRU-Q-2-LN | 001 | 000000207965 | 2026-11-19 | 1501001208 | FILTER, 23 1/2 X 31 X 4, PLEATED MDL 40 HI-CAP MERV 10 (23 1/2X31X4, 23.5 X 31 X 4, 23.5X31X4) | 1501001208 - FILTER, 23 1/2 X 31 X 4, PLEATED MDL 40 HI-CAP MERV 10 (23 1/2X31X4, 23.5 X 31 X 4, 23.5X31X4) |  |  |  | 5 |  | 0 | 0 | November | 2026
CRU-Q-2-LN | 001 | 000000207966 | 2026-11-19 | 1501001208 | FILTER, 23 1/2 X 31 X 4, PLEATED MDL 40 HI-CAP MERV 10 (23 1/2X31X4, 23.5 X 31 X 4, 23.5X31X4) | 1501001208 - FILTER, 23 1/2 X 31 X 4, PLEATED MDL 40 HI-CAP MERV 10 (23 1/2X31X4, 23.5 X 31 X 4, 23.5X31X4) |  |  |  | 5 |  | 0 | 0 | November | 2026
CRU-Q-2-LN | 001 | 000000207983 | 2026-11-19 | 1501001913 | FILTER, 28 1.2 X 29 1/2 X 4, PLEATED MDL 40 HI-CAP MERV 10 (28.5X29.5X4) | 1501001913 - FILTER, 28 1.2 X 29 1/2 X 4, PLEATED MDL 40 HI-CAP MERV 10 (28.5X29.5X4) |  |  |  | 1 |  | 58.66 | 58.66 | November | 2026
CRU-Q-2-LN | 001 | 000000207984 | 2026-11-19 | 1501001913 | FILTER, 28 1.2 X 29 1/2 X 4, PLEATED MDL 40 HI-CAP MERV 10 (28.5X29.5X4) | 1501001913 - FILTER, 28 1.2 X 29 1/2 X 4, PLEATED MDL 40 HI-CAP MERV 10 (28.5X29.5X4) |  |  |  | 1 |  | 58.66 | 58.66 | November | 2026
AHU-Q-1-LN | 001 | 000000204641 | 2026-12-01 00:10 | 1501002234 | FILTER, 30/30, DUAL 9, HIGH-CAPACITY, MERV 9, 24X24X2 | 1501002234 - FILTER, 30/30, DUAL 9, HIGH-CAPACITY, MERV 9, 24X24X2 |  |  |  | 18 |  | 0 | 0 | December | 2026
AHU-Q-1-LN | 001 | 000000204641 | 2026-12-01 00:10 | 1501002231 | FILTER, 30/30, DUAL 9, HIGH-CAPACITY, MERV 9, 12X24X2 | 1501002231 - FILTER, 30/30, DUAL 9, HIGH-CAPACITY, MERV 9, 12X24X2 |  |  |  | 3 |  | 0 | 0 | December | 2026
B1002 AHU 1-4 A | 001 | 000000207686 | 2026-12-09 00:22 | 1501002208 | FILTER, BAG, 24X20X12, HEIGHT X WIDTH X DEPTH, (VERTICAL CONFIGURATION), MERV14A, CAMFIL 8P, 405619B12 (REPLACES 1501003005) | 1501002208 - FILTER, BAG, 24X20X12, HEIGHT X WIDTH X DEPTH, (VERTICAL CONFIGURATION), MERV14A, CAMFIL 8P, 405619B12 (REPLACES 1501003005) |  |  |  | 2 |  | 0 | 0 | December | 2026
B1002 AHU 3-1 A | 001 | 000000208155 | 2026-12-09 00:22 | 1501002202 | FILTER, BAG, 24X12X12, HEIGHT X WIDTH X DEPTH, (VERTICAL CONFIGURATION), MERV14A, CAMFIL 5P, 405619C12 | 1501002202 - FILTER, BAG, 24X12X12, HEIGHT X WIDTH X DEPTH, (VERTICAL CONFIGURATION), MERV14A, CAMFIL 5P, 405619C12 |  |  |  | 2 |  | 0 | 0 | December | 2026
B1002 AHU 3-1 A | 001 | 000000208155 | 2026-12-09 00:22 | 1501002210 | FILTER, BAG, 24X24X12, MERV14A, CAMFIL 10P, 405619A12 | 1501002210 - FILTER, BAG, 24X24X12, MERV14A, CAMFIL 10P, 405619A12 |  |  |  | 6 |  | 0 | 0 | December | 2026
B1001 AHU 602 Q | 001 | 000000205479 | 2026-12-14 00:22 | 1501002234 | FILTER, 30/30, DUAL 9, HIGH-CAPACITY, MERV 9, 24X24X2 | 1501002234 - FILTER, 30/30, DUAL 9, HIGH-CAPACITY, MERV 9, 24X24X2 |  |  |  | 20 |  | 0 | 0 | December | 2026
B1002 AHU 2-1 A | 001 | 000000207893 | 2026-12-16 00:22 | 1501002210 | FILTER, BAG, 24X24X12, MERV14A, CAMFIL 10P, 405619A12 | 1501002210 - FILTER, BAG, 24X24X12, MERV14A, CAMFIL 10P, 405619A12 |  |  |  | 6 |  | 0 | 0 | December | 2026
B1001 AHU 601 Q | 001 | 000000205495 | 2026-12-21 00:22 | 1501002234 | FILTER, 30/30, DUAL 9, HIGH-CAPACITY, MERV 9, 24X24X2 | 1501002234 - FILTER, 30/30, DUAL 9, HIGH-CAPACITY, MERV 9, 24X24X2 |  |  |  | 20 |  | 0 | 0 | December | 2026
AHU-A-2-LN | 001 | 000000204641 | 2027-01-08 | 1501002234 | FILTER, 30/30, DUAL 9, HIGH-CAPACITY, MERV 9, 24X24X2 | 1501002234 - FILTER, 30/30, DUAL 9, HIGH-CAPACITY, MERV 9, 24X24X2 |  |  |  | 18 |  | 0 | 0 | January | 2027
AHU-A-2-LN | 001 | 000000204641 | 2027-01-08 | 1501002231 | FILTER, 30/30, DUAL 9, HIGH-CAPACITY, MERV 9, 12X24X2 | 1501002231 - FILTER, 30/30, DUAL 9, HIGH-CAPACITY, MERV 9, 12X24X2 |  |  |  | 3 |  | 0 | 0 | January | 2027
AHU-A-2-LN | 001 | 000000204641 | 2027-01-08 | 1501002210 | FILTER, BAG, 24X24X12, MERV14A, CAMFIL 10P, 405619A12 | 1501002210 - FILTER, BAG, 24X24X12, MERV14A, CAMFIL 10P, 405619A12 |  |  |  | 18 |  | 0 | 0 | January | 2027
AHU-A-2-LN | 001 | 000000204641 | 2027-01-08 | 1501002202 | FILTER, BAG, 24X12X12, HEIGHT X WIDTH X DEPTH, (VERTICAL CONFIGURATION), MERV14A, CAMFIL 5P, 405619C12 | 1501002202 - FILTER, BAG, 24X12X12, HEIGHT X WIDTH X DEPTH, (VERTICAL CONFIGURATION), MERV14A, CAMFIL 5P, 405619C12 |  |  |  | 3 |  | 0 | 0 | January | 2027
B1002 AHU 1-3 A | 001 | 000000207685 | 2027-01-12 00:22 | 1501002208 | FILTER, BAG, 24X20X12, HEIGHT X WIDTH X DEPTH, (VERTICAL CONFIGURATION), MERV14A, CAMFIL 8P, 405619B12 (REPLACES 1501003005) | 1501002208 - FILTER, BAG, 24X20X12, HEIGHT X WIDTH X DEPTH, (VERTICAL CONFIGURATION), MERV14A, CAMFIL 8P, 405619B12 (REPLACES 1501003005) |  |  |  | 3 |  | 0 | 0 | January | 2027
B1002 AHU 2-2 A | 001 | 000000207812 | 2027-01-12 00:22 | 1501002208 | FILTER, BAG, 24X20X12, HEIGHT X WIDTH X DEPTH, (VERTICAL CONFIGURATION), MERV14A, CAMFIL 8P, 405619B12 (REPLACES 1501003005) | 1501002208 - FILTER, BAG, 24X20X12, HEIGHT X WIDTH X DEPTH, (VERTICAL CONFIGURATION), MERV14A, CAMFIL 8P, 405619B12 (REPLACES 1501003005) |  |  |  | 2 |  | 0 | 0 | January | 2027
B1002 AHU 2-2 A | 001 | 000000207812 | 2027-01-12 00:22 | 1501002210 | FILTER, BAG, 24X24X12, MERV14A, CAMFIL 10P, 405619A12 | 1501002210 - FILTER, BAG, 24X24X12, MERV14A, CAMFIL 10P, 405619A12 |  |  |  | 6 |  | 0 | 0 | January | 2027
B1002 AHU 2-3 A | 001 | 000000207813 | 2027-01-12 00:22 | 1501002210 | FILTER, BAG, 24X24X12, MERV14A, CAMFIL 10P, 405619A12 | 1501002210 - FILTER, BAG, 24X24X12, MERV14A, CAMFIL 10P, 405619A12 |  |  |  | 6 |  | 0 | 0 | January | 2027
CRU-Q-2-LN | 001 | 000000207576 | 2027-01-14 | 1501001145 | FILTER, 24 X 24 X 4, PLEATED MDL 40 HI-CAP MERV 10 (24X24X4) | 1501001145 - FILTER, 24 X 24 X 4, PLEATED MDL 40 HI-CAP MERV 10 (24X24X4) |  |  |  | 3 |  | 0 | 0 | January | 2027
CRU-Q-2-LN | 001 | 000000207577 | 2027-01-14 | 1501001145 | FILTER, 24 X 24 X 4, PLEATED MDL 40 HI-CAP MERV 10 (24X24X4) | 1501001145 - FILTER, 24 X 24 X 4, PLEATED MDL 40 HI-CAP MERV 10 (24X24X4) |  |  |  | 3 |  | 0 | 0 | January | 2027
B1002 AHU 1-2 Q | 001 | 000000207684 | 2027-01-18 00:22 | 1501002231 | FILTER, 30/30, DUAL 9, HIGH-CAPACITY, MERV 9, 12X24X2 | 1501002231 - FILTER, 30/30, DUAL 9, HIGH-CAPACITY, MERV 9, 12X24X2 |  |  |  | 2 |  | 0 | 0 | January | 2027
B1002 AHU 1-2 Q | 001 | 000000207684 | 2027-01-18 00:22 | 1501002232 | FILTER, 30/30, DUAL 9, HIGH-CAPACITY, MERV 9, 20X20X2 | 1501002232 - FILTER, 30/30, DUAL 9, HIGH-CAPACITY, MERV 9, 20X20X2 |  |  |  | 2 |  | 0 | 0 | January | 2027
B1002 AHU 1-2 Q | 001 | 000000207684 | 2027-01-18 00:22 | 1501002233 | FILTER, 30/30, DUAL 9, HIGH-CAPACITY, MERV 9, 20X24X2 | 1501002233 - FILTER, 30/30, DUAL 9, HIGH-CAPACITY, MERV 9, 20X24X2 |  |  |  | 1 |  | 0 | 0 | January | 2027
B1002 ERU-01 2M | 001 | 000000207461 | 2027-01-18 00:22 | 1501001121 | FILTER, 20 X 20 X 2, PLEATED MDL 40 STANDARD MERV 10 (20X20X2) | 1501001121 - FILTER, 20 X 20 X 2, PLEATED MDL 40 STANDARD MERV 10 (20X20X2) |  |  |  | 21 |  | 0 | 0 | January | 2027
B1002 ERU-02 2M | 001 | 000000207462 | 2027-01-18 00:22 | 1501001121 | FILTER, 20 X 20 X 2, PLEATED MDL 40 STANDARD MERV 10 (20X20X2) | 1501001121 - FILTER, 20 X 20 X 2, PLEATED MDL 40 STANDARD MERV 10 (20X20X2) |  |  |  | 15 |  | 0 | 0 | January | 2027
B1002 ERU-02 2M | 001 | 000000207462 | 2027-01-18 00:22 | 1501001119 | FILTER, 24 X 24 X 2, PLEATED MDL 40 HI-CAP MERV 10 (24X24X2) | 1501001119 - FILTER, 24 X 24 X 2, PLEATED MDL 40 HI-CAP MERV 10 (24X24X2) |  |  |  | 6 |  | 0 | 0 | January | 2027
B1001 AHU 604 Q | 001 | 000000205459 | 2027-01-25 00:22 | 1501002234 | FILTER, 30/30, DUAL 9, HIGH-CAPACITY, MERV 9, 24X24X2 | 1501002234 - FILTER, 30/30, DUAL 9, HIGH-CAPACITY, MERV 9, 24X24X2 |  |  |  | 12 |  | 0 | 0 | January | 2027
B1001 AHU 604 Q | 001 | 000000205459 | 2027-01-25 00:22 | 1501002231 | FILTER, 30/30, DUAL 9, HIGH-CAPACITY, MERV 9, 12X24X2 | 1501002231 - FILTER, 30/30, DUAL 9, HIGH-CAPACITY, MERV 9, 12X24X2 |  |  |  | 7 |  | 0 | 0 | January | 2027
B1002 AHU 4-1 A | 001 | 000000208400 | 2027-01-27 00:22 | 1501002210 | FILTER, BAG, 24X24X12, MERV14A, CAMFIL 10P, 405619A12 | 1501002210 - FILTER, BAG, 24X24X12, MERV14A, CAMFIL 10P, 405619A12 |  |  |  | 3 |  | 0 | 0 | January | 2027
B1002 AHU 4-1 A | 001 | 000000208400 | 2027-01-27 00:22 | 1501002200 | FILTER, BAG, 12X24X12, HEIGHT X WIDTH X DEPTH, (HORIZONTAL CONFIGURATION), MERV14A, CAMFIL 10P, 405619F12 | 1501002200 - FILTER, BAG, 12X24X12, HEIGHT X WIDTH X DEPTH, (HORIZONTAL CONFIGURATION), MERV14A, CAMFIL 10P, 405619F12 |  |  |  | 3 |  | 78.19 | 234.57 | January | 2027
B1001 AHU 603 Q | 001 | 000000205458 | 2027-02-01 00:22 | 1501002234 | FILTER, 30/30, DUAL 9, HIGH-CAPACITY, MERV 9, 24X24X2 | 1501002234 - FILTER, 30/30, DUAL 9, HIGH-CAPACITY, MERV 9, 24X24X2 |  |  |  | 12 |  | 0 | 0 | February | 2027
B1001 AHU 603 Q | 001 | 000000205458 | 2027-02-01 00:22 | 1501002231 | FILTER, 30/30, DUAL 9, HIGH-CAPACITY, MERV 9, 12X24X2 | 1501002231 - FILTER, 30/30, DUAL 9, HIGH-CAPACITY, MERV 9, 12X24X2 |  |  |  | 7 |  | 0 | 0 | February | 2027
B1002 AHU 1-5 A | 001 | 000000207584 | 2027-02-03 00:22 | 1501002208 | FILTER, BAG, 24X20X12, HEIGHT X WIDTH X DEPTH, (VERTICAL CONFIGURATION), MERV14A, CAMFIL 8P, 405619B12 (REPLACES 1501003005) | 1501002208 - FILTER, BAG, 24X20X12, HEIGHT X WIDTH X DEPTH, (VERTICAL CONFIGURATION), MERV14A, CAMFIL 8P, 405619B12 (REPLACES 1501003005) |  |  |  | 3 |  | 0 | 0 | February | 2027
B1002 AHU 1-6 A | 001 | 000000207585 | 2027-02-03 00:22 | 1501002210 | FILTER, BAG, 24X24X12, MERV14A, CAMFIL 10P, 405619A12 | 1501002210 - FILTER, BAG, 24X24X12, MERV14A, CAMFIL 10P, 405619A12 |  |  |  | 6 |  | 0 | 0 | February | 2027
B1002 AHU 1-6 A | 001 | 000000207585 | 2027-02-03 00:22 | 1501002202 | FILTER, BAG, 24X12X12, HEIGHT X WIDTH X DEPTH, (VERTICAL CONFIGURATION), MERV14A, CAMFIL 5P, 405619C12 | 1501002202 - FILTER, BAG, 24X12X12, HEIGHT X WIDTH X DEPTH, (VERTICAL CONFIGURATION), MERV14A, CAMFIL 5P, 405619C12 |  |  |  | 2 |  | 0 | 0 | February | 2027
B1002 AHU 4-2 A | 001 | 000000208458 | 2027-02-03 00:22 | 1501001181 | FILTER, *SPECIAL USE*, MERV 14, 24X24X12, METAL FRAME, DOUBLE HEADER, 331-300-101, 1060300-101 (24 X 24 X 12) | 1501001181 - FILTER, *SPECIAL USE*, MERV 14, 24X24X12, METAL FRAME, DOUBLE HEADER, 331-300-101, 1060300-101 (24 X 24 X 12) |  |  |  | 9 |  | 183.0217 | 1647.1953 | February | 2027
B1002 AHU 4-2 A | 001 | 000000208458 | 2027-02-03 00:22 | 1501001119 | FILTER, 24 X 24 X 2, PLEATED MDL 40 HI-CAP MERV 10 (24X24X2) | 1501001119 - FILTER, 24 X 24 X 2, PLEATED MDL 40 HI-CAP MERV 10 (24X24X2) |  |  |  | 9 |  | 0 | 0 | February | 2027
B1002 AHU 4-3 A | 001 | 000000208257 | 2027-02-10 00:22 | 1501002210 | FILTER, BAG, 24X24X12, MERV14A, CAMFIL 10P, 405619A12 | 1501002210 - FILTER, BAG, 24X24X12, MERV14A, CAMFIL 10P, 405619A12 |  |  |  | 6 |  | 0 | 0 | February | 2027
B1002 AHU 4-3 A | 001 | 000000208257 | 2027-02-10 00:22 | 1501002202 | FILTER, BAG, 24X12X12, HEIGHT X WIDTH X DEPTH, (VERTICAL CONFIGURATION), MERV14A, CAMFIL 5P, 405619C12 | 1501002202 - FILTER, BAG, 24X12X12, HEIGHT X WIDTH X DEPTH, (VERTICAL CONFIGURATION), MERV14A, CAMFIL 5P, 405619C12 |  |  |  | 2 |  | 0 | 0 | February | 2027
CRU-Q-2-LN | 001 | 000000207965 | 2027-02-19 | 1501001208 | FILTER, 23 1/2 X 31 X 4, PLEATED MDL 40 HI-CAP MERV 10 (23 1/2X31X4, 23.5 X 31 X 4, 23.5X31X4) | 1501001208 - FILTER, 23 1/2 X 31 X 4, PLEATED MDL 40 HI-CAP MERV 10 (23 1/2X31X4, 23.5 X 31 X 4, 23.5X31X4) |  |  |  | 5 |  | 0 | 0 | February | 2027
CRU-Q-2-LN | 001 | 000000207966 | 2027-02-19 | 1501001208 | FILTER, 23 1/2 X 31 X 4, PLEATED MDL 40 HI-CAP MERV 10 (23 1/2X31X4, 23.5 X 31 X 4, 23.5X31X4) | 1501001208 - FILTER, 23 1/2 X 31 X 4, PLEATED MDL 40 HI-CAP MERV 10 (23 1/2X31X4, 23.5 X 31 X 4, 23.5X31X4) |  |  |  | 5 |  | 0 | 0 | February | 2027
CRU-Q-2-LN | 001 | 000000207983 | 2027-02-19 | 1501001913 | FILTER, 28 1.2 X 29 1/2 X 4, PLEATED MDL 40 HI-CAP MERV 10 (28.5X29.5X4) | 1501001913 - FILTER, 28 1.2 X 29 1/2 X 4, PLEATED MDL 40 HI-CAP MERV 10 (28.5X29.5X4) |  |  |  | 1 |  | 58.66 | 58.66 | February | 2027
CRU-Q-2-LN | 001 | 000000207984 | 2027-02-19 | 1501001913 | FILTER, 28 1.2 X 29 1/2 X 4, PLEATED MDL 40 HI-CAP MERV 10 (28.5X29.5X4) | 1501001913 - FILTER, 28 1.2 X 29 1/2 X 4, PLEATED MDL 40 HI-CAP MERV 10 (28.5X29.5X4) |  |  |  | 1 |  | 58.66 | 58.66 | February | 2027
B1002 AHU 3-3 A | 001 | 000000208021 | 2027-03-01 00:22 | 1501002200 | FILTER, BAG, 12X24X12, HEIGHT X WIDTH X DEPTH, (HORIZONTAL CONFIGURATION), MERV14A, CAMFIL 10P, 405619F12 | 1501002200 - FILTER, BAG, 12X24X12, HEIGHT X WIDTH X DEPTH, (HORIZONTAL CONFIGURATION), MERV14A, CAMFIL 10P, 405619F12 |  |  |  | 3 |  | 78.19 | 234.57 | March | 2027
B1002 AHU 3-3 A | 001 | 000000208021 | 2027-03-01 00:22 | 1501002210 | FILTER, BAG, 24X24X12, MERV14A, CAMFIL 10P, 405619A12 | 1501002210 - FILTER, BAG, 24X24X12, MERV14A, CAMFIL 10P, 405619A12 |  |  |  | 3 |  | 0 | 0 | March | 2027
AHU-Q-1-LN | 001 | 000000204641 | 2027-03-02 00:10 | 1501002234 | FILTER, 30/30, DUAL 9, HIGH-CAPACITY, MERV 9, 24X24X2 | 1501002234 - FILTER, 30/30, DUAL 9, HIGH-CAPACITY, MERV 9, 24X24X2 |  |  |  | 18 |  | 0 | 0 | March | 2027
AHU-Q-1-LN | 001 | 000000204641 | 2027-03-02 00:10 | 1501002231 | FILTER, 30/30, DUAL 9, HIGH-CAPACITY, MERV 9, 12X24X2 | 1501002231 - FILTER, 30/30, DUAL 9, HIGH-CAPACITY, MERV 9, 12X24X2 |  |  |  | 3 |  | 0 | 0 | March | 2027
B1001 AHU 602 A | 001 | 000000205479 | 2027-03-09 00:22 | 1501002234 | FILTER, 30/30, DUAL 9, HIGH-CAPACITY, MERV 9, 24X24X2 | 1501002234 - FILTER, 30/30, DUAL 9, HIGH-CAPACITY, MERV 9, 24X24X2 |  |  |  | 20 |  | 0 | 0 | March | 2027
B1001 AHU 602 A | 001 | 000000205479 | 2027-03-09 00:22 | 1501002210 | FILTER, BAG, 24X24X12, MERV14A, CAMFIL 10P, 405619A12 | 1501002210 - FILTER, BAG, 24X24X12, MERV14A, CAMFIL 10P, 405619A12 |  |  |  | 20 |  | 0 | 0 | March | 2027
B1001 AHU 601 A | 001 | 000000205495 | 2027-03-15 00:22 | 1501002234 | FILTER, 30/30, DUAL 9, HIGH-CAPACITY, MERV 9, 24X24X2 | 1501002234 - FILTER, 30/30, DUAL 9, HIGH-CAPACITY, MERV 9, 24X24X2 |  |  |  | 20 |  | 0 | 0 | March | 2027
B1001 AHU 601 A | 001 | 000000205495 | 2027-03-15 00:22 | 1501002210 | FILTER, BAG, 24X24X12, MERV14A, CAMFIL 10P, 405619A12 | 1501002210 - FILTER, BAG, 24X24X12, MERV14A, CAMFIL 10P, 405619A12 |  |  |  | 20 |  | 0 | 0 | March | 2027
B1001 AHU 605 A | 001 | 000000205496 | 2027-03-15 00:22 | 1501002210 | FILTER, BAG, 24X24X12, MERV14A, CAMFIL 10P, 405619A12 | 1501002210 - FILTER, BAG, 24X24X12, MERV14A, CAMFIL 10P, 405619A12 |  |  |  | 12 |  | 0 | 0 | March | 2027
B1001 AHU 605 A | 001 | 000000205496 | 2027-03-15 00:22 | 1501002200 | FILTER, BAG, 12X24X12, HEIGHT X WIDTH X DEPTH, (HORIZONTAL CONFIGURATION), MERV14A, CAMFIL 10P, 405619F12 | 1501002200 - FILTER, BAG, 12X24X12, HEIGHT X WIDTH X DEPTH, (HORIZONTAL CONFIGURATION), MERV14A, CAMFIL 10P, 405619F12 |  |  |  | 4 |  | 78.19 | 312.76 | March | 2027
B1001 AHU 605 A | 001 | 000000205496 | 2027-03-15 00:22 | 1501002202 | FILTER, BAG, 24X12X12, HEIGHT X WIDTH X DEPTH, (VERTICAL CONFIGURATION), MERV14A, CAMFIL 5P, 405619C12 | 1501002202 - FILTER, BAG, 24X12X12, HEIGHT X WIDTH X DEPTH, (VERTICAL CONFIGURATION), MERV14A, CAMFIL 5P, 405619C12 |  |  |  | 3 |  | 0 | 0 | March | 2027
B1002 ERU-01 2M | 001 | 000000207461 | 2027-03-15 00:22 | 1501001121 | FILTER, 20 X 20 X 2, PLEATED MDL 40 STANDARD MERV 10 (20X20X2) | 1501001121 - FILTER, 20 X 20 X 2, PLEATED MDL 40 STANDARD MERV 10 (20X20X2) |  |  |  | 21 |  | 0 | 0 | March | 2027
B1002 ERU-02 2M | 001 | 000000207462 | 2027-03-15 00:22 | 1501001121 | FILTER, 20 X 20 X 2, PLEATED MDL 40 STANDARD MERV 10 (20X20X2) | 1501001121 - FILTER, 20 X 20 X 2, PLEATED MDL 40 STANDARD MERV 10 (20X20X2) |  |  |  | 15 |  | 0 | 0 | March | 2027
B1002 ERU-02 2M | 001 | 000000207462 | 2027-03-15 00:22 | 1501001119 | FILTER, 24 X 24 X 2, PLEATED MDL 40 HI-CAP MERV 10 (24X24X2) | 1501001119 - FILTER, 24 X 24 X 2, PLEATED MDL 40 HI-CAP MERV 10 (24X24X2) |  |  |  | 6 |  | 0 | 0 | March | 2027
B1002 AHU 4-4 A | 001 | 000000208258 | 2027-03-23 00:22 | 1501002206 | FILTER, BAG, 20X24X12, HEIGHT X WIDTH X DEPTH, (HORIZONTAL CONFIGURATION), MERV14A, CAMFIL 10P, 405619E12 (REPLACES 1501003005) | 1501002206 - FILTER, BAG, 20X24X12, HEIGHT X WIDTH X DEPTH, (HORIZONTAL CONFIGURATION), MERV14A, CAMFIL 10P, 405619E12 (REPLACES 1501003005) |  |  |  | 6 |  | 0 | 0 | March | 2027
B1002 AHU 1-1 A | 001 | 000000207141 | 2027-04-12 00:22 | 1501002200 | FILTER, BAG, 12X24X12, HEIGHT X WIDTH X DEPTH, (HORIZONTAL CONFIGURATION), MERV14A, CAMFIL 10P, 405619F12 | 1501002200 - FILTER, BAG, 12X24X12, HEIGHT X WIDTH X DEPTH, (HORIZONTAL CONFIGURATION), MERV14A, CAMFIL 10P, 405619F12 |  |  |  | 4 |  | 78.19 | 312.76 | April | 2027
B1002 AHU 1-1 A | 001 | 000000207141 | 2027-04-12 00:22 | 1501002206 | FILTER, BAG, 20X24X12, HEIGHT X WIDTH X DEPTH, (HORIZONTAL CONFIGURATION), MERV14A, CAMFIL 10P, 405619E12 (REPLACES 1501003005) | 1501002206 - FILTER, BAG, 20X24X12, HEIGHT X WIDTH X DEPTH, (HORIZONTAL CONFIGURATION), MERV14A, CAMFIL 10P, 405619E12 (REPLACES 1501003005) |  |  |  | 2 |  | 0 | 0 | April | 2027
B1002 AHU 1-1 A | 001 | 000000207141 | 2027-04-12 00:22 | 1501002204 | FILTER, BAG, 20X20X12, MERV14A, CAMFIL 8P, 405619D12 (REPLACES 1501001202) | 1501002204 - FILTER, BAG, 20X20X12, MERV14A, CAMFIL 8P, 405619D12 (REPLACES 1501001202) |  |  |  | 8 |  | 0 | 0 | April | 2027
CRU-Q-2-LN | 001 | 000000207576 | 2027-04-14 | 1501001145 | FILTER, 24 X 24 X 4, PLEATED MDL 40 HI-CAP MERV 10 (24X24X4) | 1501001145 - FILTER, 24 X 24 X 4, PLEATED MDL 40 HI-CAP MERV 10 (24X24X4) |  |  |  | 3 |  | 0 | 0 | April | 2027
CRU-Q-2-LN | 001 | 000000207577 | 2027-04-14 | 1501001145 | FILTER, 24 X 24 X 4, PLEATED MDL 40 HI-CAP MERV 10 (24X24X4) | 1501001145 - FILTER, 24 X 24 X 4, PLEATED MDL 40 HI-CAP MERV 10 (24X24X4) |  |  |  | 3 |  | 0 | 0 | April | 2027
B1002 AHU 1-2 A | 001 | 000000207684 | 2027-04-19 00:22 | 1501002231 | FILTER, 30/30, DUAL 9, HIGH-CAPACITY, MERV 9, 12X24X2 | 1501002231 - FILTER, 30/30, DUAL 9, HIGH-CAPACITY, MERV 9, 12X24X2 |  |  |  | 2 |  | 0 | 0 | April | 2027
B1002 AHU 1-2 A | 001 | 000000207684 | 2027-04-19 00:22 | 1501002232 | FILTER, 30/30, DUAL 9, HIGH-CAPACITY, MERV 9, 20X20X2 | 1501002232 - FILTER, 30/30, DUAL 9, HIGH-CAPACITY, MERV 9, 20X20X2 |  |  |  | 2 |  | 0 | 0 | April | 2027
B1002 AHU 1-2 A | 001 | 000000207684 | 2027-04-19 00:22 | 1501002233 | FILTER, 30/30, DUAL 9, HIGH-CAPACITY, MERV 9, 20X24X2 | 1501002233 - FILTER, 30/30, DUAL 9, HIGH-CAPACITY, MERV 9, 20X24X2 |  |  |  | 1 |  | 0 | 0 | April | 2027
B1002 AHU 1-2 A | 001 | 000000207684 | 2027-04-19 00:22 | 1501002200 | FILTER, BAG, 12X24X12, HEIGHT X WIDTH X DEPTH, (HORIZONTAL CONFIGURATION), MERV14A, CAMFIL 10P, 405619F12 | 1501002200 - FILTER, BAG, 12X24X12, HEIGHT X WIDTH X DEPTH, (HORIZONTAL CONFIGURATION), MERV14A, CAMFIL 10P, 405619F12 |  |  |  | 2 |  | 78.19 | 156.38 | April | 2027
B1002 AHU 1-2 A | 001 | 000000207684 | 2027-04-19 00:22 | 1501002206 | FILTER, BAG, 20X24X12, HEIGHT X WIDTH X DEPTH, (HORIZONTAL CONFIGURATION), MERV14A, CAMFIL 10P, 405619E12 (REPLACES 1501003005) | 1501002206 - FILTER, BAG, 20X24X12, HEIGHT X WIDTH X DEPTH, (HORIZONTAL CONFIGURATION), MERV14A, CAMFIL 10P, 405619E12 (REPLACES 1501003005) |  |  |  | 1 |  | 0 | 0 | April | 2027
B1002 AHU 1-2 A | 001 | 000000207684 | 2027-04-19 00:22 | 1501002204 | FILTER, BAG, 20X20X12, MERV14A, CAMFIL 8P, 405619D12 (REPLACES 1501001202) | 1501002204 - FILTER, BAG, 20X20X12, MERV14A, CAMFIL 8P, 405619D12 (REPLACES 1501001202) |  |  |  | 2 |  | 0 | 0 | April | 2027
B1001 AHU 604 A | 001 | 000000205459 | 2027-04-26 00:22 | 1501002234 | FILTER, 30/30, DUAL 9, HIGH-CAPACITY, MERV 9, 24X24X2 | 1501002234 - FILTER, 30/30, DUAL 9, HIGH-CAPACITY, MERV 9, 24X24X2 |  |  |  | 12 |  | 0 | 0 | April | 2027
B1001 AHU 604 A | 001 | 000000205459 | 2027-04-26 00:22 | 1501002210 | FILTER, BAG, 24X24X12, MERV14A, CAMFIL 10P, 405619A12 | 1501002210 - FILTER, BAG, 24X24X12, MERV14A, CAMFIL 10P, 405619A12 |  |  |  | 12 |  | 0 | 0 | April | 2027
B1001 AHU 604 A | 001 | 000000205459 | 2027-04-26 00:22 | 1501002231 | FILTER, 30/30, DUAL 9, HIGH-CAPACITY, MERV 9, 12X24X2 | 1501002231 - FILTER, 30/30, DUAL 9, HIGH-CAPACITY, MERV 9, 12X24X2 |  |  |  | 7 |  | 0 | 0 | April | 2027
B1001 AHU 604 A | 001 | 000000205459 | 2027-04-26 00:22 | 1501002200 | FILTER, BAG, 12X24X12, HEIGHT X WIDTH X DEPTH, (HORIZONTAL CONFIGURATION), MERV14A, CAMFIL 10P, 405619F12 | 1501002200 - FILTER, BAG, 12X24X12, HEIGHT X WIDTH X DEPTH, (HORIZONTAL CONFIGURATION), MERV14A, CAMFIL 10P, 405619F12 |  |  |  | 4 |  | 78.19 | 312.76 | April | 2027
B1001 AHU 604 A | 001 | 000000205459 | 2027-04-26 00:22 | 1501002202 | FILTER, BAG, 24X12X12, HEIGHT X WIDTH X DEPTH, (VERTICAL CONFIGURATION), MERV14A, CAMFIL 5P, 405619C12 | 1501002202 - FILTER, BAG, 24X12X12, HEIGHT X WIDTH X DEPTH, (VERTICAL CONFIGURATION), MERV14A, CAMFIL 5P, 405619C12 |  |  |  | 3 |  | 0 | 0 | April | 2027
d | 001 | 000002200068 | 2026-07-06 | 1501001169 | FILTER, MERV 13, 16 X 20 X 2, PLEATED MDL 40 HI-CAP (16X20X2) | 1501001169 - FILTER, MERV 13, 16 X 20 X 2, PLEATED MDL 40 HI-CAP (16X20X2) |  |  |  | 1 |  | 0 | 0 | July | 2026
1050 FCU SRV-Q | 001 | 000002200068 | 2026-07-06 | 1501001171 | FILTER, MERV 13, 20 X 25 X 2, PLEATED MDL 40 HI-CAP (20X25X2) | 1501001171 - FILTER, MERV 13, 20 X 25 X 2, PLEATED MDL 40 HI-CAP (20X25X2) |  |  |  | 1 |  | 0 | 0 | July | 2026
1050 FCU SRV-Q | 001 | 000002200136 | 2026-07-13 | 1501001169 | FILTER, MERV 13, 16 X 20 X 2, PLEATED MDL 40 HI-CAP (16X20X2) | 1501001169 - FILTER, MERV 13, 16 X 20 X 2, PLEATED MDL 40 HI-CAP (16X20X2) |  |  |  | 2 |  | 0 | 0 | July | 2026
1050 FCU SRV-Q | 001 | 000002200069 | 2026-07-14 | 1501001205 | FILTER, MERV 13, 12 X 24 X 2, PLEATED MDL 40 HI-CAP (12X24X2) | 1501001205 - FILTER, MERV 13, 12 X 24 X 2, PLEATED MDL 40 HI-CAP (12X24X2) |  |  |  | 1 |  | 0 | 0 | July | 2026
1050 FCU SRV-Q | 001 | 000002200070 | 2026-07-14 | 1501001169 | FILTER, MERV 13, 16 X 20 X 2, PLEATED MDL 40 HI-CAP (16X20X2) | 1501001169 - FILTER, MERV 13, 16 X 20 X 2, PLEATED MDL 40 HI-CAP (16X20X2) |  |  |  | 2 |  | 0 | 0 | July | 2026
1050 FCU SRV-Q | 001 | 000002200071 | 2026-07-14 | 1501001205 | FILTER, MERV 13, 12 X 24 X 2, PLEATED MDL 40 HI-CAP (12X24X2) | 1501001205 - FILTER, MERV 13, 12 X 24 X 2, PLEATED MDL 40 HI-CAP (12X24X2) |  |  |  | 1 |  | 0 | 0 | July | 2026
1050 FCU SRV-Q | 001 | 000002200072 | 2026-07-14 | 1501001169 | FILTER, MERV 13, 16 X 20 X 2, PLEATED MDL 40 HI-CAP (16X20X2) | 1501001169 - FILTER, MERV 13, 16 X 20 X 2, PLEATED MDL 40 HI-CAP (16X20X2) |  |  |  | 1 |  | 0 | 0 | July | 2026
1050 FCU SRV-Q | 001 | 000002200073 | 2026-07-14 | 1501001169 | FILTER, MERV 13, 16 X 20 X 2, PLEATED MDL 40 HI-CAP (16X20X2) | 1501001169 - FILTER, MERV 13, 16 X 20 X 2, PLEATED MDL 40 HI-CAP (16X20X2) |  |  |  | 1 |  | 0 | 0 | July | 2026
1050 FCU SRV-Q | 001 | 000002200074 | 2026-07-14 | 1501001169 | FILTER, MERV 13, 16 X 20 X 2, PLEATED MDL 40 HI-CAP (16X20X2) | 1501001169 - FILTER, MERV 13, 16 X 20 X 2, PLEATED MDL 40 HI-CAP (16X20X2) |  |  |  | 1 |  | 0 | 0 | July | 2026
1050 FCU SRV-Q | 001 | 000002200075 | 2026-07-14 | 1501001169 | FILTER, MERV 13, 16 X 20 X 2, PLEATED MDL 40 HI-CAP (16X20X2) | 1501001169 - FILTER, MERV 13, 16 X 20 X 2, PLEATED MDL 40 HI-CAP (16X20X2) |  |  |  | 1 |  | 0 | 0 | July | 2026
1050 FCU SRV-Q | 001 | 000002200072 | 2026-07-14 | 1501001171 | FILTER, MERV 13, 20 X 25 X 2, PLEATED MDL 40 HI-CAP (20X25X2) | 1501001171 - FILTER, MERV 13, 20 X 25 X 2, PLEATED MDL 40 HI-CAP (20X25X2) |  |  |  | 1 |  | 0 | 0 | July | 2026
1050 FCU SRV-Q | 001 | 000002200073 | 2026-07-14 | 1501001171 | FILTER, MERV 13, 20 X 25 X 2, PLEATED MDL 40 HI-CAP (20X25X2) | 1501001171 - FILTER, MERV 13, 20 X 25 X 2, PLEATED MDL 40 HI-CAP (20X25X2) |  |  |  | 1 |  | 0 | 0 | July | 2026
1050 FCU SRV-Q | 001 | 000002200074 | 2026-07-14 | 1501001171 | FILTER, MERV 13, 20 X 25 X 2, PLEATED MDL 40 HI-CAP (20X25X2) | 1501001171 - FILTER, MERV 13, 20 X 25 X 2, PLEATED MDL 40 HI-CAP (20X25X2) |  |  |  | 1 |  | 0 | 0 | July | 2026
1050 FCU SRV-Q | 001 | 000002200075 | 2026-07-14 | 1501001171 | FILTER, MERV 13, 20 X 25 X 2, PLEATED MDL 40 HI-CAP (20X25X2) | 1501001171 - FILTER, MERV 13, 20 X 25 X 2, PLEATED MDL 40 HI-CAP (20X25X2) |  |  |  | 1 |  | 0 | 0 | July | 2026
1050 AHU SRV-Q5 | 001 | 000002200016 | 2026-07-20 00:08 | 1501001174 | FILTER, MERV 13, 24 X 24 X 2, PLEATED MDL 40 HI-CAP (24X24X2) | 1501001174 - FILTER, MERV 13, 24 X 24 X 2, PLEATED MDL 40 HI-CAP (24X24X2) |  |  |  | 40 |  | 0 | 0 | July | 2026
1050 AHU SRV-Q5 | 001 | 000002200019 | 2026-07-20 00:08 | 1501001174 | FILTER, MERV 13, 24 X 24 X 2, PLEATED MDL 40 HI-CAP (24X24X2) | 1501001174 - FILTER, MERV 13, 24 X 24 X 2, PLEATED MDL 40 HI-CAP (24X24X2) |  |  |  | 12 |  | 0 | 0 | July | 2026
1050 AHU SRV-Q5 | 001 | 000002200041 | 2026-07-20 00:08 | 1501001174 | FILTER, MERV 13, 24 X 24 X 2, PLEATED MDL 40 HI-CAP (24X24X2) | 1501001174 - FILTER, MERV 13, 24 X 24 X 2, PLEATED MDL 40 HI-CAP (24X24X2) |  |  |  | 36 |  | 0 | 0 | July | 2026
1050 AHU SRV-Q5 | 001 | 000002200016 | 2026-07-20 00:08 | 1501001205 | FILTER, MERV 13, 12 X 24 X 2, PLEATED MDL 40 HI-CAP (12X24X2) | 1501001205 - FILTER, MERV 13, 12 X 24 X 2, PLEATED MDL 40 HI-CAP (12X24X2) |  |  |  | 8 |  | 0 | 0 | July | 2026
1050 AHU SRV-Q5 | 001 | 000002200019 | 2026-07-20 00:08 | 1501001205 | FILTER, MERV 13, 12 X 24 X 2, PLEATED MDL 40 HI-CAP (12X24X2) | 1501001205 - FILTER, MERV 13, 12 X 24 X 2, PLEATED MDL 40 HI-CAP (12X24X2) |  |  |  | 6 |  | 0 | 0 | July | 2026
1050 AHU SRV-Q5 | 001 | 000002200041 | 2026-07-20 00:08 | 1501001205 | FILTER, MERV 13, 12 X 24 X 2, PLEATED MDL 40 HI-CAP (12X24X2) | 1501001205 - FILTER, MERV 13, 12 X 24 X 2, PLEATED MDL 40 HI-CAP (12X24X2) |  |  |  | 6 |  | 0 | 0 | July | 2026
1050 FCU SRV-Q | 001 | 000002200052 | 2026-08-06 | 1501001205 | FILTER, MERV 13, 12 X 24 X 2, PLEATED MDL 40 HI-CAP (12X24X2) | 1501001205 - FILTER, MERV 13, 12 X 24 X 2, PLEATED MDL 40 HI-CAP (12X24X2) |  |  |  | 1 |  | 0 | 0 | August | 2026
1050 FCU SRV-Q | 001 | 000002200053 | 2026-08-06 | 1501001205 | FILTER, MERV 13, 12 X 24 X 2, PLEATED MDL 40 HI-CAP (12X24X2) | 1501001205 - FILTER, MERV 13, 12 X 24 X 2, PLEATED MDL 40 HI-CAP (12X24X2) |  |  |  | 1 |  | 0 | 0 | August | 2026
1050 FCU SRV-Q | 001 | 000002200054 | 2026-08-06 | 1501001169 | FILTER, MERV 13, 16 X 20 X 2, PLEATED MDL 40 HI-CAP (16X20X2) | 1501001169 - FILTER, MERV 13, 16 X 20 X 2, PLEATED MDL 40 HI-CAP (16X20X2) |  |  |  | 2 |  | 0 | 0 | August | 2026
1050 CRU-Q | 001 | 000002200110 | 2026-08-12 | 1501001119 | FILTER, 24 X 24 X 2, PLEATED MDL 40 HI-CAP MERV 10 (24X24X2) | 1501001119 - FILTER, 24 X 24 X 2, PLEATED MDL 40 HI-CAP MERV 10 (24X24X2) |  |  |  | 4 |  | 0 | 0 | August | 2026
1050 CRU-Q | 001 | 000002200099 | 2026-08-12 | 1501001145 | FILTER, 24 X 24 X 4, PLEATED MDL 40 HI-CAP MERV 10 (24X24X4) | 1501001145 - FILTER, 24 X 24 X 4, PLEATED MDL 40 HI-CAP MERV 10 (24X24X4) |  |  |  | 4 |  | 0 | 0 | August | 2026
1050 AHU SRV-A2 | 001 | 000002200012 | 2026-08-17 00:08 | 1501001205 | FILTER, MERV 13, 12 X 24 X 2, PLEATED MDL 40 HI-CAP (12X24X2) | 1501001205 - FILTER, MERV 13, 12 X 24 X 2, PLEATED MDL 40 HI-CAP (12X24X2) |  |  |  | 14 |  | 0 | 0 | August | 2026
1050 AHU SRV-A2 | 001 | 000002200013 | 2026-08-17 00:08 | 1501001174 | FILTER, MERV 13, 24 X 24 X 2, PLEATED MDL 40 HI-CAP (24X24X2) | 1501001174 - FILTER, MERV 13, 24 X 24 X 2, PLEATED MDL 40 HI-CAP (24X24X2) |  |  |  | 48 |  | 0 | 0 | August | 2026
1050 AHU SRV-A2 | 001 | 000002200012 | 2026-08-17 00:08 | 1501001174 | FILTER, MERV 13, 24 X 24 X 2, PLEATED MDL 40 HI-CAP (24X24X2) | 1501001174 - FILTER, MERV 13, 24 X 24 X 2, PLEATED MDL 40 HI-CAP (24X24X2) |  |  |  | 22 |  | 0 | 0 | August | 2026
1050 AHU SRV-A2 | 001 | 000002200013 | 2026-08-17 00:08 | 1501001205 | FILTER, MERV 13, 12 X 24 X 2, PLEATED MDL 40 HI-CAP (12X24X2) | 1501001205 - FILTER, MERV 13, 12 X 24 X 2, PLEATED MDL 40 HI-CAP (12X24X2) |  |  |  | 16 |  | 0 | 0 | August | 2026
1050 AHU SRV-A2 | 001 | 000002200013 | 2026-08-17 00:08 | 1501001478 | FILTER, 24 X 24 X 12, METAL FRAME, NO HEADER, (24X24X12) MERV 14 | 1501001478 - FILTER, 24 X 24 X 12, METAL FRAME, NO HEADER, (24X24X12) MERV 14 |  |  |  | 24 |  | 0 | 0 | August | 2026
1050 AHU SRV-A2 | 001 | 000002200013 | 2026-08-17 00:08 | 1501001479 | FILTER, 12 X 24 X 12, METAL FRAME, NO HEADER, (12X24X12, 24X12X12. 24 X 12 X 12) MERV 14 | 1501001479 - FILTER, 12 X 24 X 12, METAL FRAME, NO HEADER, (12X24X12, 24X12X12. 24 X 12 X 12) MERV 14 |  |  |  | 8 |  | 0 | 0 | August | 2026
1050 AHU SRV-Q | 001 | 000002200010 | 2026-08-17 00:08 | 1501001174 | FILTER, MERV 13, 24 X 24 X 2, PLEATED MDL 40 HI-CAP (24X24X2) | 1501001174 - FILTER, MERV 13, 24 X 24 X 2, PLEATED MDL 40 HI-CAP (24X24X2) |  |  |  | 36 |  | 0 | 0 | August | 2026
1050 AHU SRV-Q | 001 | 000002200011 | 2026-08-17 00:08 | 1501001174 | FILTER, MERV 13, 24 X 24 X 2, PLEATED MDL 40 HI-CAP (24X24X2) | 1501001174 - FILTER, MERV 13, 24 X 24 X 2, PLEATED MDL 40 HI-CAP (24X24X2) |  |  |  | 22 |  | 0 | 0 | August | 2026
1050 AHU SRV-Q | 001 | 000002200010 | 2026-08-17 00:08 | 1501001205 | FILTER, MERV 13, 12 X 24 X 2, PLEATED MDL 40 HI-CAP (12X24X2) | 1501001205 - FILTER, MERV 13, 12 X 24 X 2, PLEATED MDL 40 HI-CAP (12X24X2) |  |  |  | 5 |  | 0 | 0 | August | 2026
1050 AHU SRV-Q | 001 | 000002200011 | 2026-08-17 00:08 | 1501001205 | FILTER, MERV 13, 12 X 24 X 2, PLEATED MDL 40 HI-CAP (12X24X2) | 1501001205 - FILTER, MERV 13, 12 X 24 X 2, PLEATED MDL 40 HI-CAP (12X24X2) |  |  |  | 14 |  | 0 | 0 | August | 2026
1050 FCU SRV-Q | 001 | 000002200055 | 2026-08-19 | 1501001169 | FILTER, MERV 13, 16 X 20 X 2, PLEATED MDL 40 HI-CAP (16X20X2) | 1501001169 - FILTER, MERV 13, 16 X 20 X 2, PLEATED MDL 40 HI-CAP (16X20X2) |  |  |  | 2 |  | 0 | 0 | August | 2026
1050 FCU SRV-Q | 001 | 000002200056 | 2026-08-19 | 1501001169 | FILTER, MERV 13, 16 X 20 X 2, PLEATED MDL 40 HI-CAP (16X20X2) | 1501001169 - FILTER, MERV 13, 16 X 20 X 2, PLEATED MDL 40 HI-CAP (16X20X2) |  |  |  | 2 |  | 0 | 0 | August | 2026
1050 FCU SRV-Q | 001 | 000002200057 | 2026-08-19 | 1501001170 | FILTER, MERV 13, 16 X 25 X 2, PLEATED MDL 40 HI-CAP (16X25X2) | 1501001170 - FILTER, MERV 13, 16 X 25 X 2, PLEATED MDL 40 HI-CAP (16X25X2) |  |  |  | 1 |  | 16.1666 | 16.1666 | August | 2026
1050 FCU SRV-Q | 001 | 000002200059 | 2026-08-19 | 1501001169 | FILTER, MERV 13, 16 X 20 X 2, PLEATED MDL 40 HI-CAP (16X20X2) | 1501001169 - FILTER, MERV 13, 16 X 20 X 2, PLEATED MDL 40 HI-CAP (16X20X2) |  |  |  | 3 |  | 0 | 0 | August | 2026
1050 FCU SRV-Q | 001 | 000002200060 | 2026-08-19 | 1501001210 | FILTER, MERV 13, 20 X 20 X 2, PLEATED MDL 40 HI-CAP (20X20X2) | 1501001210 - FILTER, MERV 13, 20 X 20 X 2, PLEATED MDL 40 HI-CAP (20X20X2) |  |  |  | 2 |  | 14.6882 | 29.3764 | August | 2026
1050 FCU SRV-Q | 001 | 000002200061 | 2026-09-08 | 1501001205 | FILTER, MERV 13, 12 X 24 X 2, PLEATED MDL 40 HI-CAP (12X24X2) | 1501001205 - FILTER, MERV 13, 12 X 24 X 2, PLEATED MDL 40 HI-CAP (12X24X2) |  |  |  | 1 |  | 0 | 0 | September | 2026
1050 FCU SRV-Q | 001 | 000002200062 | 2026-09-08 | 1501001169 | FILTER, MERV 13, 16 X 20 X 2, PLEATED MDL 40 HI-CAP (16X20X2) | 1501001169 - FILTER, MERV 13, 16 X 20 X 2, PLEATED MDL 40 HI-CAP (16X20X2) |  |  |  | 2 |  | 0 | 0 | September | 2026
1050 FCU SRV-Q | 001 | 000002200063 | 2026-09-08 | 1501001205 | FILTER, MERV 13, 12 X 24 X 2, PLEATED MDL 40 HI-CAP (12X24X2) | 1501001205 - FILTER, MERV 13, 12 X 24 X 2, PLEATED MDL 40 HI-CAP (12X24X2) |  |  |  | 1 |  | 0 | 0 | September | 2026
1050 FCU SRV-Q | 001 | 000002200064 | 2026-09-10 | 1501001205 | FILTER, MERV 13, 12 X 24 X 2, PLEATED MDL 40 HI-CAP (12X24X2) | 1501001205 - FILTER, MERV 13, 12 X 24 X 2, PLEATED MDL 40 HI-CAP (12X24X2) |  |  |  | 1 |  | 0 | 0 | September | 2026
1050 FCU SRV-Q | 001 | 000002200065 | 2026-09-10 | 1501001169 | FILTER, MERV 13, 16 X 20 X 2, PLEATED MDL 40 HI-CAP (16X20X2) | 1501001169 - FILTER, MERV 13, 16 X 20 X 2, PLEATED MDL 40 HI-CAP (16X20X2) |  |  |  | 2 |  | 0 | 0 | September | 2026
1050 FCU SRV-Q | 001 | 000002200066 | 2026-09-10 | 1501001169 | FILTER, MERV 13, 16 X 20 X 2, PLEATED MDL 40 HI-CAP (16X20X2) | 1501001169 - FILTER, MERV 13, 16 X 20 X 2, PLEATED MDL 40 HI-CAP (16X20X2) |  |  |  | 1 |  | 0 | 0 | September | 2026
1050 FCU SRV-Q | 001 | 000002200067 | 2026-09-10 | 1501001169 | FILTER, MERV 13, 16 X 20 X 2, PLEATED MDL 40 HI-CAP (16X20X2) | 1501001169 - FILTER, MERV 13, 16 X 20 X 2, PLEATED MDL 40 HI-CAP (16X20X2) |  |  |  | 2 |  | 0 | 0 | September | 2026
1050 FCU SRV-Q | 001 | 000002200066 | 2026-09-10 | 1501001171 | FILTER, MERV 13, 20 X 25 X 2, PLEATED MDL 40 HI-CAP (20X25X2) | 1501001171 - FILTER, MERV 13, 20 X 25 X 2, PLEATED MDL 40 HI-CAP (20X25X2) |  |  |  | 1 |  | 0 | 0 | September | 2026
1050 AHU SRV-A3 | 001 | 000002200014 | 2026-09-21 00:08 | 1501001174 | FILTER, MERV 13, 24 X 24 X 2, PLEATED MDL 40 HI-CAP (24X24X2) | 1501001174 - FILTER, MERV 13, 24 X 24 X 2, PLEATED MDL 40 HI-CAP (24X24X2) |  |  |  | 22 |  | 0 | 0 | September | 2026
1050 AHU SRV-A3 | 001 | 000002200015 | 2026-09-21 00:08 | 1501001205 | FILTER, MERV 13, 12 X 24 X 2, PLEATED MDL 40 HI-CAP (12X24X2) | 1501001205 - FILTER, MERV 13, 12 X 24 X 2, PLEATED MDL 40 HI-CAP (12X24X2) |  |  |  | 16 |  | 0 | 0 | September | 2026
1050 AHU SRV-A3 | 001 | 000002200014 | 2026-09-21 00:08 | 1501001205 | FILTER, MERV 13, 12 X 24 X 2, PLEATED MDL 40 HI-CAP (12X24X2) | 1501001205 - FILTER, MERV 13, 12 X 24 X 2, PLEATED MDL 40 HI-CAP (12X24X2) |  |  |  | 9 |  | 0 | 0 | September | 2026
1050 AHU SRV-A3 | 001 | 000002200015 | 2026-09-21 00:08 | 1501001174 | FILTER, MERV 13, 24 X 24 X 2, PLEATED MDL 40 HI-CAP (24X24X2) | 1501001174 - FILTER, MERV 13, 24 X 24 X 2, PLEATED MDL 40 HI-CAP (24X24X2) |  |  |  | 48 |  | 0 | 0 | September | 2026
1050 AHU SRV-A3 | 001 | 000002200015 | 2026-09-21 00:08 | 1501001478 | FILTER, 24 X 24 X 12, METAL FRAME, NO HEADER, (24X24X12) MERV 14 | 1501001478 - FILTER, 24 X 24 X 12, METAL FRAME, NO HEADER, (24X24X12) MERV 14 |  |  |  | 24 |  | 0 | 0 | September | 2026
1050 AHU SRV-A3 | 001 | 000002200015 | 2026-09-21 00:08 | 1501001479 | FILTER, 12 X 24 X 12, METAL FRAME, NO HEADER, (12X24X12, 24X12X12. 24 X 12 X 12) MERV 14 | 1501001479 - FILTER, 12 X 24 X 12, METAL FRAME, NO HEADER, (12X24X12, 24X12X12. 24 X 12 X 12) MERV 14 |  |  |  | 8 |  | 0 | 0 | September | 2026
1050 AHU SRV-Q4 | 001 | 000002200017 | 2026-09-21 00:08 | 1501001174 | FILTER, MERV 13, 24 X 24 X 2, PLEATED MDL 40 HI-CAP (24X24X2) | 1501001174 - FILTER, MERV 13, 24 X 24 X 2, PLEATED MDL 40 HI-CAP (24X24X2) |  |  |  | 24 |  | 0 | 0 | September | 2026
1050 AHU SRV-Q4 | 001 | 000002200018 | 2026-09-21 00:08 | 1501001174 | FILTER, MERV 13, 24 X 24 X 2, PLEATED MDL 40 HI-CAP (24X24X2) | 1501001174 - FILTER, MERV 13, 24 X 24 X 2, PLEATED MDL 40 HI-CAP (24X24X2) |  |  |  | 24 |  | 0 | 0 | September | 2026
1050 FCU SRV-Q | 001 | 000002200068 | 2026-10-06 | 1501001169 | FILTER, MERV 13, 16 X 20 X 2, PLEATED MDL 40 HI-CAP (16X20X2) | 1501001169 - FILTER, MERV 13, 16 X 20 X 2, PLEATED MDL 40 HI-CAP (16X20X2) |  |  |  | 1 |  | 0 | 0 | October | 2026
1050 FCU SRV-Q | 001 | 000002200068 | 2026-10-06 | 1501001171 | FILTER, MERV 13, 20 X 25 X 2, PLEATED MDL 40 HI-CAP (20X25X2) | 1501001171 - FILTER, MERV 13, 20 X 25 X 2, PLEATED MDL 40 HI-CAP (20X25X2) |  |  |  | 1 |  | 0 | 0 | October | 2026
1050 FCU SRV-Q | 001 | 000002200136 | 2026-10-13 | 1501001169 | FILTER, MERV 13, 16 X 20 X 2, PLEATED MDL 40 HI-CAP (16X20X2) | 1501001169 - FILTER, MERV 13, 16 X 20 X 2, PLEATED MDL 40 HI-CAP (16X20X2) |  |  |  | 2 |  | 0 | 0 | October | 2026
1050 FCU SRV-Q | 001 | 000002200069 | 2026-10-14 | 1501001205 | FILTER, MERV 13, 12 X 24 X 2, PLEATED MDL 40 HI-CAP (12X24X2) | 1501001205 - FILTER, MERV 13, 12 X 24 X 2, PLEATED MDL 40 HI-CAP (12X24X2) |  |  |  | 1 |  | 0 | 0 | October | 2026
1050 FCU SRV-Q | 001 | 000002200070 | 2026-10-14 | 1501001169 | FILTER, MERV 13, 16 X 20 X 2, PLEATED MDL 40 HI-CAP (16X20X2) | 1501001169 - FILTER, MERV 13, 16 X 20 X 2, PLEATED MDL 40 HI-CAP (16X20X2) |  |  |  | 2 |  | 0 | 0 | October | 2026
1050 FCU SRV-Q | 001 | 000002200071 | 2026-10-14 | 1501001205 | FILTER, MERV 13, 12 X 24 X 2, PLEATED MDL 40 HI-CAP (12X24X2) | 1501001205 - FILTER, MERV 13, 12 X 24 X 2, PLEATED MDL 40 HI-CAP (12X24X2) |  |  |  | 1 |  | 0 | 0 | October | 2026
1050 FCU SRV-Q | 001 | 000002200072 | 2026-10-14 | 1501001169 | FILTER, MERV 13, 16 X 20 X 2, PLEATED MDL 40 HI-CAP (16X20X2) | 1501001169 - FILTER, MERV 13, 16 X 20 X 2, PLEATED MDL 40 HI-CAP (16X20X2) |  |  |  | 1 |  | 0 | 0 | October | 2026
1050 FCU SRV-Q | 001 | 000002200073 | 2026-10-14 | 1501001169 | FILTER, MERV 13, 16 X 20 X 2, PLEATED MDL 40 HI-CAP (16X20X2) | 1501001169 - FILTER, MERV 13, 16 X 20 X 2, PLEATED MDL 40 HI-CAP (16X20X2) |  |  |  | 1 |  | 0 | 0 | October | 2026
1050 FCU SRV-Q | 001 | 000002200074 | 2026-10-14 | 1501001169 | FILTER, MERV 13, 16 X 20 X 2, PLEATED MDL 40 HI-CAP (16X20X2) | 1501001169 - FILTER, MERV 13, 16 X 20 X 2, PLEATED MDL 40 HI-CAP (16X20X2) |  |  |  | 1 |  | 0 | 0 | October | 2026
1050 FCU SRV-Q | 001 | 000002200075 | 2026-10-14 | 1501001169 | FILTER, MERV 13, 16 X 20 X 2, PLEATED MDL 40 HI-CAP (16X20X2) | 1501001169 - FILTER, MERV 13, 16 X 20 X 2, PLEATED MDL 40 HI-CAP (16X20X2) |  |  |  | 1 |  | 0 | 0 | October | 2026
1050 FCU SRV-Q | 001 | 000002200072 | 2026-10-14 | 1501001171 | FILTER, MERV 13, 20 X 25 X 2, PLEATED MDL 40 HI-CAP (20X25X2) | 1501001171 - FILTER, MERV 13, 20 X 25 X 2, PLEATED MDL 40 HI-CAP (20X25X2) |  |  |  | 1 |  | 0 | 0 | October | 2026
1050 FCU SRV-Q | 001 | 000002200073 | 2026-10-14 | 1501001171 | FILTER, MERV 13, 20 X 25 X 2, PLEATED MDL 40 HI-CAP (20X25X2) | 1501001171 - FILTER, MERV 13, 20 X 25 X 2, PLEATED MDL 40 HI-CAP (20X25X2) |  |  |  | 1 |  | 0 | 0 | October | 2026
1050 FCU SRV-Q | 001 | 000002200074 | 2026-10-14 | 1501001171 | FILTER, MERV 13, 20 X 25 X 2, PLEATED MDL 40 HI-CAP (20X25X2) | 1501001171 - FILTER, MERV 13, 20 X 25 X 2, PLEATED MDL 40 HI-CAP (20X25X2) |  |  |  | 1 |  | 0 | 0 | October | 2026
1050 FCU SRV-Q | 001 | 000002200075 | 2026-10-14 | 1501001171 | FILTER, MERV 13, 20 X 25 X 2, PLEATED MDL 40 HI-CAP (20X25X2) | 1501001171 - FILTER, MERV 13, 20 X 25 X 2, PLEATED MDL 40 HI-CAP (20X25X2) |  |  |  | 1 |  | 0 | 0 | October | 2026
1050 AHU SRV-A5 | 001 | 000002200016 | 2026-10-19 00:08 | 1501001174 | FILTER, MERV 13, 24 X 24 X 2, PLEATED MDL 40 HI-CAP (24X24X2) | 1501001174 - FILTER, MERV 13, 24 X 24 X 2, PLEATED MDL 40 HI-CAP (24X24X2) |  |  |  | 40 |  | 0 | 0 | October | 2026
1050 AHU SRV-A5 | 001 | 000002200019 | 2026-10-19 00:08 | 1501001174 | FILTER, MERV 13, 24 X 24 X 2, PLEATED MDL 40 HI-CAP (24X24X2) | 1501001174 - FILTER, MERV 13, 24 X 24 X 2, PLEATED MDL 40 HI-CAP (24X24X2) |  |  |  | 12 |  | 0 | 0 | October | 2026
1050 AHU SRV-A5 | 001 | 000002200041 | 2026-10-19 00:08 | 1501001174 | FILTER, MERV 13, 24 X 24 X 2, PLEATED MDL 40 HI-CAP (24X24X2) | 1501001174 - FILTER, MERV 13, 24 X 24 X 2, PLEATED MDL 40 HI-CAP (24X24X2) |  |  |  | 36 |  | 0 | 0 | October | 2026
1050 AHU SRV-A5 | 001 | 000002200016 | 2026-10-19 00:08 | 1501001205 | FILTER, MERV 13, 12 X 24 X 2, PLEATED MDL 40 HI-CAP (12X24X2) | 1501001205 - FILTER, MERV 13, 12 X 24 X 2, PLEATED MDL 40 HI-CAP (12X24X2) |  |  |  | 8 |  | 0 | 0 | October | 2026
1050 AHU SRV-A5 | 001 | 000002200019 | 2026-10-19 00:08 | 1501001205 | FILTER, MERV 13, 12 X 24 X 2, PLEATED MDL 40 HI-CAP (12X24X2) | 1501001205 - FILTER, MERV 13, 12 X 24 X 2, PLEATED MDL 40 HI-CAP (12X24X2) |  |  |  | 6 |  | 0 | 0 | October | 2026
1050 AHU SRV-A5 | 001 | 000002200041 | 2026-10-19 00:08 | 1501001205 | FILTER, MERV 13, 12 X 24 X 2, PLEATED MDL 40 HI-CAP (12X24X2) | 1501001205 - FILTER, MERV 13, 12 X 24 X 2, PLEATED MDL 40 HI-CAP (12X24X2) |  |  |  | 6 |  | 0 | 0 | October | 2026
1050 AHU SRV-A5 | 001 | 000002200016 | 2026-10-19 00:08 | 1501001478 | FILTER, 24 X 24 X 12, METAL FRAME, NO HEADER, (24X24X12) MERV 14 | 1501001478 - FILTER, 24 X 24 X 12, METAL FRAME, NO HEADER, (24X24X12) MERV 14 |  |  |  | 20 |  | 0 | 0 | October | 2026
1050 AHU SRV-A5 | 001 | 000002200019 | 2026-10-19 00:08 | 1501001478 | FILTER, 24 X 24 X 12, METAL FRAME, NO HEADER, (24X24X12) MERV 14 | 1501001478 - FILTER, 24 X 24 X 12, METAL FRAME, NO HEADER, (24X24X12) MERV 14 |  |  |  | 6 |  | 0 | 0 | October | 2026
1050 AHU SRV-A5 | 001 | 000002200041 | 2026-10-19 00:08 | 1501001478 | FILTER, 24 X 24 X 12, METAL FRAME, NO HEADER, (24X24X12) MERV 14 | 1501001478 - FILTER, 24 X 24 X 12, METAL FRAME, NO HEADER, (24X24X12) MERV 14 |  |  |  | 18 |  | 0 | 0 | October | 2026
1050 AHU SRV-A5 | 001 | 000002200016 | 2026-10-19 00:08 | 1501001479 | FILTER, 12 X 24 X 12, METAL FRAME, NO HEADER, (12X24X12, 24X12X12. 24 X 12 X 12) MERV 14 | 1501001479 - FILTER, 12 X 24 X 12, METAL FRAME, NO HEADER, (12X24X12, 24X12X12. 24 X 12 X 12) MERV 14 |  |  |  | 4 |  | 0 | 0 | October | 2026
1050 AHU SRV-A5 | 001 | 000002200019 | 2026-10-19 00:08 | 1501001479 | FILTER, 12 X 24 X 12, METAL FRAME, NO HEADER, (12X24X12, 24X12X12. 24 X 12 X 12) MERV 14 | 1501001479 - FILTER, 12 X 24 X 12, METAL FRAME, NO HEADER, (12X24X12, 24X12X12. 24 X 12 X 12) MERV 14 |  |  |  | 3 |  | 0 | 0 | October | 2026
1050 AHU SRV-A5 | 001 | 000002200041 | 2026-10-19 00:08 | 1501001479 | FILTER, 12 X 24 X 12, METAL FRAME, NO HEADER, (12X24X12, 24X12X12. 24 X 12 X 12) MERV 14 | 1501001479 - FILTER, 12 X 24 X 12, METAL FRAME, NO HEADER, (12X24X12, 24X12X12. 24 X 12 X 12) MERV 14 |  |  |  | 3 |  | 0 | 0 | October | 2026
1050 FCU SRV-Q | 001 | 000002200052 | 2026-11-06 | 1501001205 | FILTER, MERV 13, 12 X 24 X 2, PLEATED MDL 40 HI-CAP (12X24X2) | 1501001205 - FILTER, MERV 13, 12 X 24 X 2, PLEATED MDL 40 HI-CAP (12X24X2) |  |  |  | 1 |  | 0 | 0 | November | 2026
1050 FCU SRV-Q | 001 | 000002200053 | 2026-11-06 | 1501001205 | FILTER, MERV 13, 12 X 24 X 2, PLEATED MDL 40 HI-CAP (12X24X2) | 1501001205 - FILTER, MERV 13, 12 X 24 X 2, PLEATED MDL 40 HI-CAP (12X24X2) |  |  |  | 1 |  | 0 | 0 | November | 2026
1050 FCU SRV-Q | 001 | 000002200054 | 2026-11-06 | 1501001169 | FILTER, MERV 13, 16 X 20 X 2, PLEATED MDL 40 HI-CAP (16X20X2) | 1501001169 - FILTER, MERV 13, 16 X 20 X 2, PLEATED MDL 40 HI-CAP (16X20X2) |  |  |  | 2 |  | 0 | 0 | November | 2026
1050 CRU-Q | 001 | 000002200110 | 2026-11-12 | 1501001119 | FILTER, 24 X 24 X 2, PLEATED MDL 40 HI-CAP MERV 10 (24X24X2) | 1501001119 - FILTER, 24 X 24 X 2, PLEATED MDL 40 HI-CAP MERV 10 (24X24X2) |  |  |  | 4 |  | 0 | 0 | November | 2026
1050 CRU-Q | 001 | 000002200099 | 2026-11-12 | 1501001145 | FILTER, 24 X 24 X 4, PLEATED MDL 40 HI-CAP MERV 10 (24X24X4) | 1501001145 - FILTER, 24 X 24 X 4, PLEATED MDL 40 HI-CAP MERV 10 (24X24X4) |  |  |  | 4 |  | 0 | 0 | November | 2026
1050 AHU SRV-Q | 001 | 000002200010 | 2026-11-16 00:08 | 1501001174 | FILTER, MERV 13, 24 X 24 X 2, PLEATED MDL 40 HI-CAP (24X24X2) | 1501001174 - FILTER, MERV 13, 24 X 24 X 2, PLEATED MDL 40 HI-CAP (24X24X2) |  |  |  | 36 |  | 0 | 0 | November | 2026
1050 AHU SRV-Q | 001 | 000002200011 | 2026-11-16 00:08 | 1501001174 | FILTER, MERV 13, 24 X 24 X 2, PLEATED MDL 40 HI-CAP (24X24X2) | 1501001174 - FILTER, MERV 13, 24 X 24 X 2, PLEATED MDL 40 HI-CAP (24X24X2) |  |  |  | 22 |  | 0 | 0 | November | 2026
1050 AHU SRV-Q | 001 | 000002200010 | 2026-11-16 00:08 | 1501001205 | FILTER, MERV 13, 12 X 24 X 2, PLEATED MDL 40 HI-CAP (12X24X2) | 1501001205 - FILTER, MERV 13, 12 X 24 X 2, PLEATED MDL 40 HI-CAP (12X24X2) |  |  |  | 5 |  | 0 | 0 | November | 2026
1050 AHU SRV-Q | 001 | 000002200011 | 2026-11-16 00:08 | 1501001205 | FILTER, MERV 13, 12 X 24 X 2, PLEATED MDL 40 HI-CAP (12X24X2) | 1501001205 - FILTER, MERV 13, 12 X 24 X 2, PLEATED MDL 40 HI-CAP (12X24X2) |  |  |  | 14 |  | 0 | 0 | November | 2026
1050 AHU SRV-Q2 | 001 | 000002200012 | 2026-11-16 00:08 | 1501001205 | FILTER, MERV 13, 12 X 24 X 2, PLEATED MDL 40 HI-CAP (12X24X2) | 1501001205 - FILTER, MERV 13, 12 X 24 X 2, PLEATED MDL 40 HI-CAP (12X24X2) |  |  |  | 14 |  | 0 | 0 | November | 2026
1050 AHU SRV-Q2 | 001 | 000002200013 | 2026-11-16 00:08 | 1501001174 | FILTER, MERV 13, 24 X 24 X 2, PLEATED MDL 40 HI-CAP (24X24X2) | 1501001174 - FILTER, MERV 13, 24 X 24 X 2, PLEATED MDL 40 HI-CAP (24X24X2) |  |  |  | 48 |  | 0 | 0 | November | 2026
1050 AHU SRV-Q2 | 001 | 000002200012 | 2026-11-16 00:08 | 1501001174 | FILTER, MERV 13, 24 X 24 X 2, PLEATED MDL 40 HI-CAP (24X24X2) | 1501001174 - FILTER, MERV 13, 24 X 24 X 2, PLEATED MDL 40 HI-CAP (24X24X2) |  |  |  | 22 |  | 0 | 0 | November | 2026
1050 AHU SRV-Q2 | 001 | 000002200013 | 2026-11-16 00:08 | 1501001205 | FILTER, MERV 13, 12 X 24 X 2, PLEATED MDL 40 HI-CAP (12X24X2) | 1501001205 - FILTER, MERV 13, 12 X 24 X 2, PLEATED MDL 40 HI-CAP (12X24X2) |  |  |  | 16 |  | 0 | 0 | November | 2026
1050 FCU SRV-Q | 001 | 000002200055 | 2026-11-19 | 1501001169 | FILTER, MERV 13, 16 X 20 X 2, PLEATED MDL 40 HI-CAP (16X20X2) | 1501001169 - FILTER, MERV 13, 16 X 20 X 2, PLEATED MDL 40 HI-CAP (16X20X2) |  |  |  | 2 |  | 0 | 0 | November | 2026
1050 FCU SRV-Q | 001 | 000002200056 | 2026-11-19 | 1501001169 | FILTER, MERV 13, 16 X 20 X 2, PLEATED MDL 40 HI-CAP (16X20X2) | 1501001169 - FILTER, MERV 13, 16 X 20 X 2, PLEATED MDL 40 HI-CAP (16X20X2) |  |  |  | 2 |  | 0 | 0 | November | 2026
1050 FCU SRV-Q | 001 | 000002200057 | 2026-11-19 | 1501001170 | FILTER, MERV 13, 16 X 25 X 2, PLEATED MDL 40 HI-CAP (16X25X2) | 1501001170 - FILTER, MERV 13, 16 X 25 X 2, PLEATED MDL 40 HI-CAP (16X25X2) |  |  |  | 1 |  | 16.1666 | 16.1666 | November | 2026
1050 FCU SRV-Q | 001 | 000002200059 | 2026-11-19 | 1501001169 | FILTER, MERV 13, 16 X 20 X 2, PLEATED MDL 40 HI-CAP (16X20X2) | 1501001169 - FILTER, MERV 13, 16 X 20 X 2, PLEATED MDL 40 HI-CAP (16X20X2) |  |  |  | 3 |  | 0 | 0 | November | 2026
1050 FCU SRV-Q | 001 | 000002200060 | 2026-11-19 | 1501001210 | FILTER, MERV 13, 20 X 20 X 2, PLEATED MDL 40 HI-CAP (20X20X2) | 1501001210 - FILTER, MERV 13, 20 X 20 X 2, PLEATED MDL 40 HI-CAP (20X20X2) |  |  |  | 2 |  | 14.6882 | 29.3764 | November | 2026
1050 FCU SRV-Q | 001 | 000002200061 | 2026-12-07 | 1501001205 | FILTER, MERV 13, 12 X 24 X 2, PLEATED MDL 40 HI-CAP (12X24X2) | 1501001205 - FILTER, MERV 13, 12 X 24 X 2, PLEATED MDL 40 HI-CAP (12X24X2) |  |  |  | 1 |  | 0 | 0 | December | 2026
1050 FCU SRV-Q | 001 | 000002200062 | 2026-12-07 | 1501001169 | FILTER, MERV 13, 16 X 20 X 2, PLEATED MDL 40 HI-CAP (16X20X2) | 1501001169 - FILTER, MERV 13, 16 X 20 X 2, PLEATED MDL 40 HI-CAP (16X20X2) |  |  |  | 2 |  | 0 | 0 | December | 2026
1050 FCU SRV-Q | 001 | 000002200063 | 2026-12-07 | 1501001205 | FILTER, MERV 13, 12 X 24 X 2, PLEATED MDL 40 HI-CAP (12X24X2) | 1501001205 - FILTER, MERV 13, 12 X 24 X 2, PLEATED MDL 40 HI-CAP (12X24X2) |  |  |  | 1 |  | 0 | 0 | December | 2026
1050 AHU SRV-A4 | 001 | 000002200018 | 2026-12-07 00:08 | 1501001174 | FILTER, MERV 13, 24 X 24 X 2, PLEATED MDL 40 HI-CAP (24X24X2) | 1501001174 - FILTER, MERV 13, 24 X 24 X 2, PLEATED MDL 40 HI-CAP (24X24X2) |  |  |  | 24 |  | 0 | 0 | December | 2026
1050 AHU SRV-A4 | 001 | 000002200018 | 2026-12-07 00:08 | 1501001478 | FILTER, 24 X 24 X 12, METAL FRAME, NO HEADER, (24X24X12) MERV 14 | 1501001478 - FILTER, 24 X 24 X 12, METAL FRAME, NO HEADER, (24X24X12) MERV 14 |  |  |  | 12 |  | 0 | 0 | December | 2026
1050 AHU SRV-A4 | 001 | 000002200017 | 2026-12-07 00:08 | 1501001174 | FILTER, MERV 13, 24 X 24 X 2, PLEATED MDL 40 HI-CAP (24X24X2) | 1501001174 - FILTER, MERV 13, 24 X 24 X 2, PLEATED MDL 40 HI-CAP (24X24X2) |  |  |  | 24 |  | 0 | 0 | December | 2026
1050 AHU SRV-A4 | 001 | 000002200017 | 2026-12-07 00:08 | 1501001478 | FILTER, 24 X 24 X 12, METAL FRAME, NO HEADER, (24X24X12) MERV 14 | 1501001478 - FILTER, 24 X 24 X 12, METAL FRAME, NO HEADER, (24X24X12) MERV 14 |  |  |  | 12 |  | 0 | 0 | December | 2026
1050 AHU SRV-Q3 | 001 | 000002200014 | 2026-12-07 00:08 | 1501001174 | FILTER, MERV 13, 24 X 24 X 2, PLEATED MDL 40 HI-CAP (24X24X2) | 1501001174 - FILTER, MERV 13, 24 X 24 X 2, PLEATED MDL 40 HI-CAP (24X24X2) |  |  |  | 22 |  | 0 | 0 | December | 2026
1050 AHU SRV-Q3 | 001 | 000002200014 | 2026-12-07 00:08 | 1501001205 | FILTER, MERV 13, 12 X 24 X 2, PLEATED MDL 40 HI-CAP (12X24X2) | 1501001205 - FILTER, MERV 13, 12 X 24 X 2, PLEATED MDL 40 HI-CAP (12X24X2) |  |  |  | 9 |  | 0 | 0 | December | 2026
1050 AHU SRV-Q3 | 001 | 000002200015 | 2026-12-07 00:08 | 1501001205 | FILTER, MERV 13, 12 X 24 X 2, PLEATED MDL 40 HI-CAP (12X24X2) | 1501001205 - FILTER, MERV 13, 12 X 24 X 2, PLEATED MDL 40 HI-CAP (12X24X2) |  |  |  | 16 |  | 0 | 0 | December | 2026
1050 AHU SRV-Q3 | 001 | 000002200015 | 2026-12-07 00:08 | 1501001174 | FILTER, MERV 13, 24 X 24 X 2, PLEATED MDL 40 HI-CAP (24X24X2) | 1501001174 - FILTER, MERV 13, 24 X 24 X 2, PLEATED MDL 40 HI-CAP (24X24X2) |  |  |  | 48 |  | 0 | 0 | December | 2026
1050 FCU SRV-Q | 001 | 000002200064 | 2026-12-10 | 1501001205 | FILTER, MERV 13, 12 X 24 X 2, PLEATED MDL 40 HI-CAP (12X24X2) | 1501001205 - FILTER, MERV 13, 12 X 24 X 2, PLEATED MDL 40 HI-CAP (12X24X2) |  |  |  | 1 |  | 0 | 0 | December | 2026
1050 FCU SRV-Q | 001 | 000002200065 | 2026-12-10 | 1501001169 | FILTER, MERV 13, 16 X 20 X 2, PLEATED MDL 40 HI-CAP (16X20X2) | 1501001169 - FILTER, MERV 13, 16 X 20 X 2, PLEATED MDL 40 HI-CAP (16X20X2) |  |  |  | 2 |  | 0 | 0 | December | 2026
1050 FCU SRV-Q | 001 | 000002200066 | 2026-12-10 | 1501001169 | FILTER, MERV 13, 16 X 20 X 2, PLEATED MDL 40 HI-CAP (16X20X2) | 1501001169 - FILTER, MERV 13, 16 X 20 X 2, PLEATED MDL 40 HI-CAP (16X20X2) |  |  |  | 1 |  | 0 | 0 | December | 2026
1050 FCU SRV-Q | 001 | 000002200067 | 2026-12-10 | 1501001169 | FILTER, MERV 13, 16 X 20 X 2, PLEATED MDL 40 HI-CAP (16X20X2) | 1501001169 - FILTER, MERV 13, 16 X 20 X 2, PLEATED MDL 40 HI-CAP (16X20X2) |  |  |  | 2 |  | 0 | 0 | December | 2026
1050 FCU SRV-Q | 001 | 000002200066 | 2026-12-10 | 1501001171 | FILTER, MERV 13, 20 X 25 X 2, PLEATED MDL 40 HI-CAP (20X25X2) | 1501001171 - FILTER, MERV 13, 20 X 25 X 2, PLEATED MDL 40 HI-CAP (20X25X2) |  |  |  | 1 |  | 0 | 0 | December | 2026
1050 FCU SRV-Q | 001 | 000002200068 | 2027-01-06 | 1501001169 | FILTER, MERV 13, 16 X 20 X 2, PLEATED MDL 40 HI-CAP (16X20X2) | 1501001169 - FILTER, MERV 13, 16 X 20 X 2, PLEATED MDL 40 HI-CAP (16X20X2) |  |  |  | 1 |  | 0 | 0 | January | 2027
1050 FCU SRV-Q | 001 | 000002200068 | 2027-01-06 | 1501001171 | FILTER, MERV 13, 20 X 25 X 2, PLEATED MDL 40 HI-CAP (20X25X2) | 1501001171 - FILTER, MERV 13, 20 X 25 X 2, PLEATED MDL 40 HI-CAP (20X25X2) |  |  |  | 1 |  | 0 | 0 | January | 2027
1050 FCU SRV-Q | 001 | 000002200136 | 2027-01-13 | 1501001169 | FILTER, MERV 13, 16 X 20 X 2, PLEATED MDL 40 HI-CAP (16X20X2) | 1501001169 - FILTER, MERV 13, 16 X 20 X 2, PLEATED MDL 40 HI-CAP (16X20X2) |  |  |  | 2 |  | 0 | 0 | January | 2027
1050 FCU SRV-Q | 001 | 000002200069 | 2027-01-14 | 1501001205 | FILTER, MERV 13, 12 X 24 X 2, PLEATED MDL 40 HI-CAP (12X24X2) | 1501001205 - FILTER, MERV 13, 12 X 24 X 2, PLEATED MDL 40 HI-CAP (12X24X2) |  |  |  | 1 |  | 0 | 0 | January | 2027
1050 FCU SRV-Q | 001 | 000002200070 | 2027-01-14 | 1501001169 | FILTER, MERV 13, 16 X 20 X 2, PLEATED MDL 40 HI-CAP (16X20X2) | 1501001169 - FILTER, MERV 13, 16 X 20 X 2, PLEATED MDL 40 HI-CAP (16X20X2) |  |  |  | 2 |  | 0 | 0 | January | 2027
1050 FCU SRV-Q | 001 | 000002200071 | 2027-01-14 | 1501001205 | FILTER, MERV 13, 12 X 24 X 2, PLEATED MDL 40 HI-CAP (12X24X2) | 1501001205 - FILTER, MERV 13, 12 X 24 X 2, PLEATED MDL 40 HI-CAP (12X24X2) |  |  |  | 1 |  | 0 | 0 | January | 2027
1050 FCU SRV-Q | 001 | 000002200072 | 2027-01-14 | 1501001169 | FILTER, MERV 13, 16 X 20 X 2, PLEATED MDL 40 HI-CAP (16X20X2) | 1501001169 - FILTER, MERV 13, 16 X 20 X 2, PLEATED MDL 40 HI-CAP (16X20X2) |  |  |  | 1 |  | 0 | 0 | January | 2027
1050 FCU SRV-Q | 001 | 000002200073 | 2027-01-14 | 1501001169 | FILTER, MERV 13, 16 X 20 X 2, PLEATED MDL 40 HI-CAP (16X20X2) | 1501001169 - FILTER, MERV 13, 16 X 20 X 2, PLEATED MDL 40 HI-CAP (16X20X2) |  |  |  | 1 |  | 0 | 0 | January | 2027
1050 FCU SRV-Q | 001 | 000002200074 | 2027-01-14 | 1501001169 | FILTER, MERV 13, 16 X 20 X 2, PLEATED MDL 40 HI-CAP (16X20X2) | 1501001169 - FILTER, MERV 13, 16 X 20 X 2, PLEATED MDL 40 HI-CAP (16X20X2) |  |  |  | 1 |  | 0 | 0 | January | 2027
1050 FCU SRV-Q | 001 | 000002200075 | 2027-01-14 | 1501001169 | FILTER, MERV 13, 16 X 20 X 2, PLEATED MDL 40 HI-CAP (16X20X2) | 1501001169 - FILTER, MERV 13, 16 X 20 X 2, PLEATED MDL 40 HI-CAP (16X20X2) |  |  |  | 1 |  | 0 | 0 | January | 2027
1050 FCU SRV-Q | 001 | 000002200072 | 2027-01-14 | 1501001171 | FILTER, MERV 13, 20 X 25 X 2, PLEATED MDL 40 HI-CAP (20X25X2) | 1501001171 - FILTER, MERV 13, 20 X 25 X 2, PLEATED MDL 40 HI-CAP (20X25X2) |  |  |  | 1 |  | 0 | 0 | January | 2027
1050 FCU SRV-Q | 001 | 000002200073 | 2027-01-14 | 1501001171 | FILTER, MERV 13, 20 X 25 X 2, PLEATED MDL 40 HI-CAP (20X25X2) | 1501001171 - FILTER, MERV 13, 20 X 25 X 2, PLEATED MDL 40 HI-CAP (20X25X2) |  |  |  | 1 |  | 0 | 0 | January | 2027
1050 FCU SRV-Q | 001 | 000002200074 | 2027-01-14 | 1501001171 | FILTER, MERV 13, 20 X 25 X 2, PLEATED MDL 40 HI-CAP (20X25X2) | 1501001171 - FILTER, MERV 13, 20 X 25 X 2, PLEATED MDL 40 HI-CAP (20X25X2) |  |  |  | 1 |  | 0 | 0 | January | 2027
1050 FCU SRV-Q | 001 | 000002200075 | 2027-01-14 | 1501001171 | FILTER, MERV 13, 20 X 25 X 2, PLEATED MDL 40 HI-CAP (20X25X2) | 1501001171 - FILTER, MERV 13, 20 X 25 X 2, PLEATED MDL 40 HI-CAP (20X25X2) |  |  |  | 1 |  | 0 | 0 | January | 2027
1050 AHU SRV-Q5 | 001 | 000002200016 | 2027-01-18 00:08 | 1501001174 | FILTER, MERV 13, 24 X 24 X 2, PLEATED MDL 40 HI-CAP (24X24X2) | 1501001174 - FILTER, MERV 13, 24 X 24 X 2, PLEATED MDL 40 HI-CAP (24X24X2) |  |  |  | 40 |  | 0 | 0 | January | 2027
1050 AHU SRV-Q5 | 001 | 000002200016 | 2027-01-18 00:08 | 1501001205 | FILTER, MERV 13, 12 X 24 X 2, PLEATED MDL 40 HI-CAP (12X24X2) | 1501001205 - FILTER, MERV 13, 12 X 24 X 2, PLEATED MDL 40 HI-CAP (12X24X2) |  |  |  | 8 |  | 0 | 0 | January | 2027
1050 AHU SRV-Q5 | 001 | 000002200019 | 2027-01-18 00:08 | 1501001174 | FILTER, MERV 13, 24 X 24 X 2, PLEATED MDL 40 HI-CAP (24X24X2) | 1501001174 - FILTER, MERV 13, 24 X 24 X 2, PLEATED MDL 40 HI-CAP (24X24X2) |  |  |  | 12 |  | 0 | 0 | January | 2027
1050 AHU SRV-Q5 | 001 | 000002200041 | 2027-01-18 00:08 | 1501001174 | FILTER, MERV 13, 24 X 24 X 2, PLEATED MDL 40 HI-CAP (24X24X2) | 1501001174 - FILTER, MERV 13, 24 X 24 X 2, PLEATED MDL 40 HI-CAP (24X24X2) |  |  |  | 36 |  | 0 | 0 | January | 2027
1050 AHU SRV-Q5 | 001 | 000002200019 | 2027-01-18 00:08 | 1501001205 | FILTER, MERV 13, 12 X 24 X 2, PLEATED MDL 40 HI-CAP (12X24X2) | 1501001205 - FILTER, MERV 13, 12 X 24 X 2, PLEATED MDL 40 HI-CAP (12X24X2) |  |  |  | 6 |  | 0 | 0 | January | 2027
1050 AHU SRV-Q5 | 001 | 000002200041 | 2027-01-18 00:08 | 1501001205 | FILTER, MERV 13, 12 X 24 X 2, PLEATED MDL 40 HI-CAP (12X24X2) | 1501001205 - FILTER, MERV 13, 12 X 24 X 2, PLEATED MDL 40 HI-CAP (12X24X2) |  |  |  | 6 |  | 0 | 0 | January | 2027
1050 FCU SRV-Q | 001 | 000002200052 | 2027-02-08 | 1501001205 | FILTER, MERV 13, 12 X 24 X 2, PLEATED MDL 40 HI-CAP (12X24X2) | 1501001205 - FILTER, MERV 13, 12 X 24 X 2, PLEATED MDL 40 HI-CAP (12X24X2) |  |  |  | 1 |  | 0 | 0 | February | 2027
1050 FCU SRV-Q | 001 | 000002200053 | 2027-02-08 | 1501001205 | FILTER, MERV 13, 12 X 24 X 2, PLEATED MDL 40 HI-CAP (12X24X2) | 1501001205 - FILTER, MERV 13, 12 X 24 X 2, PLEATED MDL 40 HI-CAP (12X24X2) |  |  |  | 1 |  | 0 | 0 | February | 2027
1050 FCU SRV-Q | 001 | 000002200054 | 2027-02-08 | 1501001169 | FILTER, MERV 13, 16 X 20 X 2, PLEATED MDL 40 HI-CAP (16X20X2) | 1501001169 - FILTER, MERV 13, 16 X 20 X 2, PLEATED MDL 40 HI-CAP (16X20X2) |  |  |  | 2 |  | 0 | 0 | February | 2027
1050 CRU-Q | 001 | 000002200110 | 2027-02-12 | 1501001119 | FILTER, 24 X 24 X 2, PLEATED MDL 40 HI-CAP MERV 10 (24X24X2) | 1501001119 - FILTER, 24 X 24 X 2, PLEATED MDL 40 HI-CAP MERV 10 (24X24X2) |  |  |  | 4 |  | 0 | 0 | February | 2027
1050 CRU-Q | 001 | 000002200099 | 2027-02-12 | 1501001145 | FILTER, 24 X 24 X 4, PLEATED MDL 40 HI-CAP MERV 10 (24X24X4) | 1501001145 - FILTER, 24 X 24 X 4, PLEATED MDL 40 HI-CAP MERV 10 (24X24X4) |  |  |  | 4 |  | 0 | 0 | February | 2027
1050 AHU SRV-Q | 001 | 000002200010 | 2027-02-15 00:08 | 1501001174 | FILTER, MERV 13, 24 X 24 X 2, PLEATED MDL 40 HI-CAP (24X24X2) | 1501001174 - FILTER, MERV 13, 24 X 24 X 2, PLEATED MDL 40 HI-CAP (24X24X2) |  |  |  | 36 |  | 0 | 0 | February | 2027
1050 AHU SRV-Q | 001 | 000002200011 | 2027-02-15 00:08 | 1501001174 | FILTER, MERV 13, 24 X 24 X 2, PLEATED MDL 40 HI-CAP (24X24X2) | 1501001174 - FILTER, MERV 13, 24 X 24 X 2, PLEATED MDL 40 HI-CAP (24X24X2) |  |  |  | 22 |  | 0 | 0 | February | 2027
1050 AHU SRV-Q | 001 | 000002200010 | 2027-02-15 00:08 | 1501001205 | FILTER, MERV 13, 12 X 24 X 2, PLEATED MDL 40 HI-CAP (12X24X2) | 1501001205 - FILTER, MERV 13, 12 X 24 X 2, PLEATED MDL 40 HI-CAP (12X24X2) |  |  |  | 5 |  | 0 | 0 | February | 2027
1050 AHU SRV-Q | 001 | 000002200011 | 2027-02-15 00:08 | 1501001205 | FILTER, MERV 13, 12 X 24 X 2, PLEATED MDL 40 HI-CAP (12X24X2) | 1501001205 - FILTER, MERV 13, 12 X 24 X 2, PLEATED MDL 40 HI-CAP (12X24X2) |  |  |  | 14 |  | 0 | 0 | February | 2027
1050 AHU SRV-Q2 | 001 | 000002200012 | 2027-02-15 00:08 | 1501001205 | FILTER, MERV 13, 12 X 24 X 2, PLEATED MDL 40 HI-CAP (12X24X2) | 1501001205 - FILTER, MERV 13, 12 X 24 X 2, PLEATED MDL 40 HI-CAP (12X24X2) |  |  |  | 14 |  | 0 | 0 | February | 2027
1050 AHU SRV-Q2 | 001 | 000002200013 | 2027-02-15 00:08 | 1501001174 | FILTER, MERV 13, 24 X 24 X 2, PLEATED MDL 40 HI-CAP (24X24X2) | 1501001174 - FILTER, MERV 13, 24 X 24 X 2, PLEATED MDL 40 HI-CAP (24X24X2) |  |  |  | 48 |  | 0 | 0 | February | 2027
1050 AHU SRV-Q2 | 001 | 000002200012 | 2027-02-15 00:08 | 1501001174 | FILTER, MERV 13, 24 X 24 X 2, PLEATED MDL 40 HI-CAP (24X24X2) | 1501001174 - FILTER, MERV 13, 24 X 24 X 2, PLEATED MDL 40 HI-CAP (24X24X2) |  |  |  | 22 |  | 0 | 0 | February | 2027
1050 AHU SRV-Q2 | 001 | 000002200013 | 2027-02-15 00:08 | 1501001205 | FILTER, MERV 13, 12 X 24 X 2, PLEATED MDL 40 HI-CAP (12X24X2) | 1501001205 - FILTER, MERV 13, 12 X 24 X 2, PLEATED MDL 40 HI-CAP (12X24X2) |  |  |  | 16 |  | 0 | 0 | February | 2027
1050 FCU SRV-Q | 001 | 000002200055 | 2027-02-19 | 1501001169 | FILTER, MERV 13, 16 X 20 X 2, PLEATED MDL 40 HI-CAP (16X20X2) | 1501001169 - FILTER, MERV 13, 16 X 20 X 2, PLEATED MDL 40 HI-CAP (16X20X2) |  |  |  | 2 |  | 0 | 0 | February | 2027
1050 FCU SRV-Q | 001 | 000002200056 | 2027-02-19 | 1501001169 | FILTER, MERV 13, 16 X 20 X 2, PLEATED MDL 40 HI-CAP (16X20X2) | 1501001169 - FILTER, MERV 13, 16 X 20 X 2, PLEATED MDL 40 HI-CAP (16X20X2) |  |  |  | 2 |  | 0 | 0 | February | 2027
1050 FCU SRV-Q | 001 | 000002200057 | 2027-02-19 | 1501001170 | FILTER, MERV 13, 16 X 25 X 2, PLEATED MDL 40 HI-CAP (16X25X2) | 1501001170 - FILTER, MERV 13, 16 X 25 X 2, PLEATED MDL 40 HI-CAP (16X25X2) |  |  |  | 1 |  | 16.1666 | 16.1666 | February | 2027
1050 FCU SRV-Q | 001 | 000002200059 | 2027-02-19 | 1501001169 | FILTER, MERV 13, 16 X 20 X 2, PLEATED MDL 40 HI-CAP (16X20X2) | 1501001169 - FILTER, MERV 13, 16 X 20 X 2, PLEATED MDL 40 HI-CAP (16X20X2) |  |  |  | 3 |  | 0 | 0 | February | 2027
1050 FCU SRV-Q | 001 | 000002200060 | 2027-02-19 | 1501001210 | FILTER, MERV 13, 20 X 20 X 2, PLEATED MDL 40 HI-CAP (20X20X2) | 1501001210 - FILTER, MERV 13, 20 X 20 X 2, PLEATED MDL 40 HI-CAP (20X20X2) |  |  |  | 2 |  | 14.6882 | 29.3764 | February | 2027
1050 FCU SRV-Q | 001 | 000002200061 | 2027-03-05 | 1501001205 | FILTER, MERV 13, 12 X 24 X 2, PLEATED MDL 40 HI-CAP (12X24X2) | 1501001205 - FILTER, MERV 13, 12 X 24 X 2, PLEATED MDL 40 HI-CAP (12X24X2) |  |  |  | 1 |  | 0 | 0 | March | 2027
1050 FCU SRV-Q | 001 | 000002200062 | 2027-03-05 | 1501001169 | FILTER, MERV 13, 16 X 20 X 2, PLEATED MDL 40 HI-CAP (16X20X2) | 1501001169 - FILTER, MERV 13, 16 X 20 X 2, PLEATED MDL 40 HI-CAP (16X20X2) |  |  |  | 2 |  | 0 | 0 | March | 2027
1050 FCU SRV-Q | 001 | 000002200063 | 2027-03-05 | 1501001205 | FILTER, MERV 13, 12 X 24 X 2, PLEATED MDL 40 HI-CAP (12X24X2) | 1501001205 - FILTER, MERV 13, 12 X 24 X 2, PLEATED MDL 40 HI-CAP (12X24X2) |  |  |  | 1 |  | 0 | 0 | March | 2027
1050 FCU SRV-Q | 001 | 000002200064 | 2027-03-10 | 1501001205 | FILTER, MERV 13, 12 X 24 X 2, PLEATED MDL 40 HI-CAP (12X24X2) | 1501001205 - FILTER, MERV 13, 12 X 24 X 2, PLEATED MDL 40 HI-CAP (12X24X2) |  |  |  | 1 |  | 0 | 0 | March | 2027
1050 FCU SRV-Q | 001 | 000002200065 | 2027-03-10 | 1501001169 | FILTER, MERV 13, 16 X 20 X 2, PLEATED MDL 40 HI-CAP (16X20X2) | 1501001169 - FILTER, MERV 13, 16 X 20 X 2, PLEATED MDL 40 HI-CAP (16X20X2) |  |  |  | 2 |  | 0 | 0 | March | 2027
1050 FCU SRV-Q | 001 | 000002200066 | 2027-03-10 | 1501001169 | FILTER, MERV 13, 16 X 20 X 2, PLEATED MDL 40 HI-CAP (16X20X2) | 1501001169 - FILTER, MERV 13, 16 X 20 X 2, PLEATED MDL 40 HI-CAP (16X20X2) |  |  |  | 1 |  | 0 | 0 | March | 2027
1050 FCU SRV-Q | 001 | 000002200067 | 2027-03-10 | 1501001169 | FILTER, MERV 13, 16 X 20 X 2, PLEATED MDL 40 HI-CAP (16X20X2) | 1501001169 - FILTER, MERV 13, 16 X 20 X 2, PLEATED MDL 40 HI-CAP (16X20X2) |  |  |  | 2 |  | 0 | 0 | March | 2027
1050 FCU SRV-Q | 001 | 000002200066 | 2027-03-10 | 1501001171 | FILTER, MERV 13, 20 X 25 X 2, PLEATED MDL 40 HI-CAP (20X25X2) | 1501001171 - FILTER, MERV 13, 20 X 25 X 2, PLEATED MDL 40 HI-CAP (20X25X2) |  |  |  | 1 |  | 0 | 0 | March | 2027
1050 AHU SRV-Q3 | 001 | 000002200014 | 2027-03-15 00:08 | 1501001174 | FILTER, MERV 13, 24 X 24 X 2, PLEATED MDL 40 HI-CAP (24X24X2) | 1501001174 - FILTER, MERV 13, 24 X 24 X 2, PLEATED MDL 40 HI-CAP (24X24X2) |  |  |  | 22 |  | 0 | 0 | March | 2027
1050 AHU SRV-Q3 | 001 | 000002200014 | 2027-03-15 00:08 | 1501001205 | FILTER, MERV 13, 12 X 24 X 2, PLEATED MDL 40 HI-CAP (12X24X2) | 1501001205 - FILTER, MERV 13, 12 X 24 X 2, PLEATED MDL 40 HI-CAP (12X24X2) |  |  |  | 9 |  | 0 | 0 | March | 2027
1050 AHU SRV-Q3 | 001 | 000002200015 | 2027-03-15 00:08 | 1501001205 | FILTER, MERV 13, 12 X 24 X 2, PLEATED MDL 40 HI-CAP (12X24X2) | 1501001205 - FILTER, MERV 13, 12 X 24 X 2, PLEATED MDL 40 HI-CAP (12X24X2) |  |  |  | 16 |  | 0 | 0 | March | 2027
1050 AHU SRV-Q3 | 001 | 000002200015 | 2027-03-15 00:08 | 1501001174 | FILTER, MERV 13, 24 X 24 X 2, PLEATED MDL 40 HI-CAP (24X24X2) | 1501001174 - FILTER, MERV 13, 24 X 24 X 2, PLEATED MDL 40 HI-CAP (24X24X2) |  |  |  | 48 |  | 0 | 0 | March | 2027
1050 AHU SRV-Q4 | 001 | 000002200017 | 2027-03-15 00:08 | 1501001174 | FILTER, MERV 13, 24 X 24 X 2, PLEATED MDL 40 HI-CAP (24X24X2) | 1501001174 - FILTER, MERV 13, 24 X 24 X 2, PLEATED MDL 40 HI-CAP (24X24X2) |  |  |  | 24 |  | 0 | 0 | March | 2027
1050 AHU SRV-Q4 | 001 | 000002200018 | 2027-03-15 00:08 | 1501001174 | FILTER, MERV 13, 24 X 24 X 2, PLEATED MDL 40 HI-CAP (24X24X2) | 1501001174 - FILTER, MERV 13, 24 X 24 X 2, PLEATED MDL 40 HI-CAP (24X24X2) |  |  |  | 24 |  | 0 | 0 | March | 2027
1050 FCU SRV-Q | 001 | 000002200068 | 2027-04-06 | 1501001169 | FILTER, MERV 13, 16 X 20 X 2, PLEATED MDL 40 HI-CAP (16X20X2) | 1501001169 - FILTER, MERV 13, 16 X 20 X 2, PLEATED MDL 40 HI-CAP (16X20X2) |  |  |  | 1 |  | 0 | 0 | April | 2027
1050 FCU SRV-Q | 001 | 000002200068 | 2027-04-06 | 1501001171 | FILTER, MERV 13, 20 X 25 X 2, PLEATED MDL 40 HI-CAP (20X25X2) | 1501001171 - FILTER, MERV 13, 20 X 25 X 2, PLEATED MDL 40 HI-CAP (20X25X2) |  |  |  | 1 |  | 0 | 0 | April | 2027
1050 FCU SRV-Q | 001 | 000002200136 | 2027-04-13 | 1501001169 | FILTER, MERV 13, 16 X 20 X 2, PLEATED MDL 40 HI-CAP (16X20X2) | 1501001169 - FILTER, MERV 13, 16 X 20 X 2, PLEATED MDL 40 HI-CAP (16X20X2) |  |  |  | 2 |  | 0 | 0 | April | 2027
1050 FCU SRV-Q | 001 | 000002200069 | 2027-04-14 | 1501001205 | FILTER, MERV 13, 12 X 24 X 2, PLEATED MDL 40 HI-CAP (12X24X2) | 1501001205 - FILTER, MERV 13, 12 X 24 X 2, PLEATED MDL 40 HI-CAP (12X24X2) |  |  |  | 1 |  | 0 | 0 | April | 2027
1050 FCU SRV-Q | 001 | 000002200070 | 2027-04-14 | 1501001169 | FILTER, MERV 13, 16 X 20 X 2, PLEATED MDL 40 HI-CAP (16X20X2) | 1501001169 - FILTER, MERV 13, 16 X 20 X 2, PLEATED MDL 40 HI-CAP (16X20X2) |  |  |  | 2 |  | 0 | 0 | April | 2027
1050 FCU SRV-Q | 001 | 000002200071 | 2027-04-14 | 1501001205 | FILTER, MERV 13, 12 X 24 X 2, PLEATED MDL 40 HI-CAP (12X24X2) | 1501001205 - FILTER, MERV 13, 12 X 24 X 2, PLEATED MDL 40 HI-CAP (12X24X2) |  |  |  | 1 |  | 0 | 0 | April | 2027
1050 FCU SRV-Q | 001 | 000002200072 | 2027-04-14 | 1501001169 | FILTER, MERV 13, 16 X 20 X 2, PLEATED MDL 40 HI-CAP (16X20X2) | 1501001169 - FILTER, MERV 13, 16 X 20 X 2, PLEATED MDL 40 HI-CAP (16X20X2) |  |  |  | 1 |  | 0 | 0 | April | 2027
1050 FCU SRV-Q | 001 | 000002200073 | 2027-04-14 | 1501001169 | FILTER, MERV 13, 16 X 20 X 2, PLEATED MDL 40 HI-CAP (16X20X2) | 1501001169 - FILTER, MERV 13, 16 X 20 X 2, PLEATED MDL 40 HI-CAP (16X20X2) |  |  |  | 1 |  | 0 | 0 | April | 2027
1050 FCU SRV-Q | 001 | 000002200074 | 2027-04-14 | 1501001169 | FILTER, MERV 13, 16 X 20 X 2, PLEATED MDL 40 HI-CAP (16X20X2) | 1501001169 - FILTER, MERV 13, 16 X 20 X 2, PLEATED MDL 40 HI-CAP (16X20X2) |  |  |  | 1 |  | 0 | 0 | April | 2027
1050 FCU SRV-Q | 001 | 000002200075 | 2027-04-14 | 1501001169 | FILTER, MERV 13, 16 X 20 X 2, PLEATED MDL 40 HI-CAP (16X20X2) | 1501001169 - FILTER, MERV 13, 16 X 20 X 2, PLEATED MDL 40 HI-CAP (16X20X2) |  |  |  | 1 |  | 0 | 0 | April | 2027
1050 FCU SRV-Q | 001 | 000002200072 | 2027-04-14 | 1501001171 | FILTER, MERV 13, 20 X 25 X 2, PLEATED MDL 40 HI-CAP (20X25X2) | 1501001171 - FILTER, MERV 13, 20 X 25 X 2, PLEATED MDL 40 HI-CAP (20X25X2) |  |  |  | 1 |  | 0 | 0 | April | 2027
1050 FCU SRV-Q | 001 | 000002200073 | 2027-04-14 | 1501001171 | FILTER, MERV 13, 20 X 25 X 2, PLEATED MDL 40 HI-CAP (20X25X2) | 1501001171 - FILTER, MERV 13, 20 X 25 X 2, PLEATED MDL 40 HI-CAP (20X25X2) |  |  |  | 1 |  | 0 | 0 | April | 2027
1050 FCU SRV-Q | 001 | 000002200074 | 2027-04-14 | 1501001171 | FILTER, MERV 13, 20 X 25 X 2, PLEATED MDL 40 HI-CAP (20X25X2) | 1501001171 - FILTER, MERV 13, 20 X 25 X 2, PLEATED MDL 40 HI-CAP (20X25X2) |  |  |  | 1 |  | 0 | 0 | April | 2027
1050 FCU SRV-Q | 001 | 000002200075 | 2027-04-14 | 1501001171 | FILTER, MERV 13, 20 X 25 X 2, PLEATED MDL 40 HI-CAP (20X25X2) | 1501001171 - FILTER, MERV 13, 20 X 25 X 2, PLEATED MDL 40 HI-CAP (20X25X2) |  |  |  | 1 |  | 0 | 0 | April | 2027
1050 AHU SRV-Q5 | 001 | 000002200016 | 2027-04-19 00:08 | 1501001174 | FILTER, MERV 13, 24 X 24 X 2, PLEATED MDL 40 HI-CAP (24X24X2) | 1501001174 - FILTER, MERV 13, 24 X 24 X 2, PLEATED MDL 40 HI-CAP (24X24X2) |  |  |  | 40 |  | 0 | 0 | April | 2027
1050 AHU SRV-Q5 | 001 | 000002200016 | 2027-04-19 00:08 | 1501001205 | FILTER, MERV 13, 12 X 24 X 2, PLEATED MDL 40 HI-CAP (12X24X2) | 1501001205 - FILTER, MERV 13, 12 X 24 X 2, PLEATED MDL 40 HI-CAP (12X24X2) |  |  |  | 8 |  | 0 | 0 | April | 2027
1050 AHU SRV-Q5 | 001 | 000002200019 | 2027-04-19 00:08 | 1501001174 | FILTER, MERV 13, 24 X 24 X 2, PLEATED MDL 40 HI-CAP (24X24X2) | 1501001174 - FILTER, MERV 13, 24 X 24 X 2, PLEATED MDL 40 HI-CAP (24X24X2) |  |  |  | 12 |  | 0 | 0 | April | 2027
1050 AHU SRV-Q5 | 001 | 000002200041 | 2027-04-19 00:08 | 1501001174 | FILTER, MERV 13, 24 X 24 X 2, PLEATED MDL 40 HI-CAP (24X24X2) | 1501001174 - FILTER, MERV 13, 24 X 24 X 2, PLEATED MDL 40 HI-CAP (24X24X2) |  |  |  | 36 |  | 0 | 0 | April | 2027
1050 AHU SRV-Q5 | 001 | 000002200019 | 2027-04-19 00:08 | 1501001205 | FILTER, MERV 13, 12 X 24 X 2, PLEATED MDL 40 HI-CAP (12X24X2) | 1501001205 - FILTER, MERV 13, 12 X 24 X 2, PLEATED MDL 40 HI-CAP (12X24X2) |  |  |  | 6 |  | 0 | 0 | April | 2027
1050 AHU SRV-Q5 | 001 | 000002200041 | 2027-04-19 00:08 | 1501001205 | FILTER, MERV 13, 12 X 24 X 2, PLEATED MDL 40 HI-CAP (12X24X2) | 1501001205 - FILTER, MERV 13, 12 X 24 X 2, PLEATED MDL 40 HI-CAP (12X24X2) |  |  |  | 6 |  | 0 | 0 | April | 2027
d | 001 | 000000036007 | 2026-07-01 00:13 | 1501002234 | FILTER, 30/30, DUAL 9, HIGH-CAPACITY, MERV 9, 24X24X2 | 1501002234 - FILTER, 30/30, DUAL 9, HIGH-CAPACITY, MERV 9, 24X24X2 |  |  |  | 4 |  | 0 | 0 | July | 2026
B0050 AHU-1B-1 | 001 | 000000036007 | 2026-07-01 00:13 | 1501002233 | FILTER, 30/30, DUAL 9, HIGH-CAPACITY, MERV 9, 20X24X2 | 1501002233 - FILTER, 30/30, DUAL 9, HIGH-CAPACITY, MERV 9, 20X24X2 |  |  |  | 9 |  | 0 | 0 | July | 2026
B0050 AHU-1B-1 | 001 | 000000036007 | 2026-07-01 00:13 | 1501002232 | FILTER, 30/30, DUAL 9, HIGH-CAPACITY, MERV 9, 20X20X2 | 1501002232 - FILTER, 30/30, DUAL 9, HIGH-CAPACITY, MERV 9, 20X20X2 |  |  |  | 2 |  | 0 | 0 | July | 2026
B0050 AHU-1B-2 | 001 | 000000036008 | 2026-07-01 00:13 | 1501002231 | FILTER, 30/30, DUAL 9, HIGH-CAPACITY, MERV 9, 12X24X2 | 1501002231 - FILTER, 30/30, DUAL 9, HIGH-CAPACITY, MERV 9, 12X24X2 |  |  |  | 2 |  | 0 | 0 | July | 2026
B0050 AHU-1B-2 | 001 | 000000036008 | 2026-07-01 00:13 | 1501002234 | FILTER, 30/30, DUAL 9, HIGH-CAPACITY, MERV 9, 24X24X2 | 1501002234 - FILTER, 30/30, DUAL 9, HIGH-CAPACITY, MERV 9, 24X24X2 |  |  |  | 8 |  | 0 | 0 | July | 2026
0142 AHU-1 A | 001 | 000000125002 | 2026-07-06 | 1501001133 | FILTER, 20 X 20 X 1, PLEATED MDL 40 STANDARD MERV 10 (20X20X1) | 1501001133 - FILTER, 20 X 20 X 1, PLEATED MDL 40 STANDARD MERV 10 (20X20X1) |  |  |  | 1 |  | 0 | 0 | July | 2026
B0050 FCU-3-A3 | 001 | 000007091203 | 2026-07-07 00:13 | 1501001160 | FILTER, 12 X 25 X 2, PLEATED MDL 40 HI-CAP MERV 10(12X25X2) | 1501001160 - FILTER, 12 X 25 X 2, PLEATED MDL 40 HI-CAP MERV 10(12X25X2) |  |  |  | 1 |  | 8.65 | 8.65 | July | 2026
B0050 FCU-3-A4 | 001 | 000007091204 | 2026-07-07 00:13 | 1501001160 | FILTER, 12 X 25 X 2, PLEATED MDL 40 HI-CAP MERV 10(12X25X2) | 1501001160 - FILTER, 12 X 25 X 2, PLEATED MDL 40 HI-CAP MERV 10(12X25X2) |  |  |  | 1 |  | 8.65 | 8.65 | July | 2026
B0050 FCU-3-A1 | 001 | 000007091201 | 2026-07-08 00:13 | 1501001160 | FILTER, 12 X 25 X 2, PLEATED MDL 40 HI-CAP MERV 10(12X25X2) | 1501001160 - FILTER, 12 X 25 X 2, PLEATED MDL 40 HI-CAP MERV 10(12X25X2) |  |  |  | 1 |  | 8.65 | 8.65 | July | 2026
B0050 FCU-3-A2 | 001 | 000007091202 | 2026-07-08 00:13 | 1501001160 | FILTER, 12 X 25 X 2, PLEATED MDL 40 HI-CAP MERV 10(12X25X2) | 1501001160 - FILTER, 12 X 25 X 2, PLEATED MDL 40 HI-CAP MERV 10(12X25X2) |  |  |  | 1 |  | 8.65 | 8.65 | July | 2026
B0050 AHU-1D1 Q | 001 | 000000036006 | 2026-07-14 00:13 | 1501002235 | FILTER, 30/30, DUAL 9, HIGH-CAPACITY, MERV 9, 16X20X2 | 1501002235 - FILTER, 30/30, DUAL 9, HIGH-CAPACITY, MERV 9, 16X20X2 |  |  |  | 4 |  | 0 | 0 | July | 2026
B0050 AHU-1D1 Q | 001 | 000000036006 | 2026-07-14 00:13 | 1501002236 | FILTER, 30/30, DUAL 9, HIGH-CAPACITY, MERV 9, 16X25X2 | 1501002236 - FILTER, 30/30, DUAL 9, HIGH-CAPACITY, MERV 9, 16X25X2 |  |  |  | 2 |  | 0 | 0 | July | 2026
B0050 AHU-3D1 | 001 | 000000036013 | 2026-07-14 00:13 | 1501002237 | FILTER, 30/30, DUAL 9, HIGH-CAPACITY, MERV 9, 20X25X2 | 1501002237 - FILTER, 30/30, DUAL 9, HIGH-CAPACITY, MERV 9, 20X25X2 |  |  |  | 24 |  | 16.46 | 395.04 | July | 2026
B0050 AHU-3D1 | 001 | 000000036013 | 2026-07-14 00:13 | 1501001160 | FILTER, 12 X 25 X 2, PLEATED MDL 40 HI-CAP MERV 10(12X25X2) | 1501001160 - FILTER, 12 X 25 X 2, PLEATED MDL 40 HI-CAP MERV 10(12X25X2) |  |  |  | 12 |  | 8.65 | 103.8 | July | 2026
B0050 FCU-3A-6 | 001 | 000007091206 | 2026-07-15 00:13 | 1501002235 | FILTER, 30/30, DUAL 9, HIGH-CAPACITY, MERV 9, 16X20X2 | 1501002235 - FILTER, 30/30, DUAL 9, HIGH-CAPACITY, MERV 9, 16X20X2 |  |  |  | 2 |  | 0 | 0 | July | 2026
B0050 AHU-2C-1 | 001 | 000000036009 | 2026-07-21 00:13 | 1501002234 | FILTER, 30/30, DUAL 9, HIGH-CAPACITY, MERV 9, 24X24X2 | 1501002234 - FILTER, 30/30, DUAL 9, HIGH-CAPACITY, MERV 9, 24X24X2 |  |  |  | 4 |  | 0 | 0 | July | 2026
B0050 AHU-2C-1 | 001 | 000000036009 | 2026-07-21 00:13 | 1501002233 | FILTER, 30/30, DUAL 9, HIGH-CAPACITY, MERV 9, 20X24X2 | 1501002233 - FILTER, 30/30, DUAL 9, HIGH-CAPACITY, MERV 9, 20X24X2 |  |  |  | 9 |  | 0 | 0 | July | 2026
B0050 AHU-2C-1 | 001 | 000000036009 | 2026-07-21 00:13 | 1501002232 | FILTER, 30/30, DUAL 9, HIGH-CAPACITY, MERV 9, 20X20X2 | 1501002232 - FILTER, 30/30, DUAL 9, HIGH-CAPACITY, MERV 9, 20X20X2 |  |  |  | 2 |  | 0 | 0 | July | 2026
B0050 AHU-2C-2 | 001 | 000000036010 | 2026-07-21 00:13 | 1501002233 | FILTER, 30/30, DUAL 9, HIGH-CAPACITY, MERV 9, 20X24X2 | 1501002233 - FILTER, 30/30, DUAL 9, HIGH-CAPACITY, MERV 9, 20X24X2 |  |  |  | 2 |  | 0 | 0 | July | 2026
B0050 AHU-2C-2 | 001 | 000000036010 | 2026-07-21 00:13 | 1501002231 | FILTER, 30/30, DUAL 9, HIGH-CAPACITY, MERV 9, 12X24X2 | 1501002231 - FILTER, 30/30, DUAL 9, HIGH-CAPACITY, MERV 9, 12X24X2 |  |  |  | 2 |  | 0 | 0 | July | 2026
B0050 FCU-3B-5 | 001 | 000007091205 | 2026-07-21 00:13 | 1501002235 | FILTER, 30/30, DUAL 9, HIGH-CAPACITY, MERV 9, 16X20X2 | 1501002235 - FILTER, 30/30, DUAL 9, HIGH-CAPACITY, MERV 9, 16X20X2 |  |  |  | 2 |  | 0 | 0 | July | 2026
125A DAHU-1 Q | 001 | 000006093750 | 2026-07-22 00:09 | 1501001147 | FILTER, 18 X 24 X 2, PLEATED MDL 40 HI-CAP MERV 10 (18X24X2) | 1501001147 - FILTER, 18 X 24 X 2, PLEATED MDL 40 HI-CAP MERV 10 (18X24X2) |  |  |  | 4 |  | 0 | 0 | July | 2026
B0050 AHU-4A1 | 001 | 000000036012 | 2026-07-22 00:13 | 1501002237 | FILTER, 30/30, DUAL 9, HIGH-CAPACITY, MERV 9, 20X25X2 | 1501002237 - FILTER, 30/30, DUAL 9, HIGH-CAPACITY, MERV 9, 20X25X2 |  |  |  | 24 |  | 16.46 | 395.04 | July | 2026
B0050 AHU-4A1 | 001 | 000000036012 | 2026-07-22 00:13 | 1501001160 | FILTER, 12 X 25 X 2, PLEATED MDL 40 HI-CAP MERV 10(12X25X2) | 1501001160 - FILTER, 12 X 25 X 2, PLEATED MDL 40 HI-CAP MERV 10(12X25X2) |  |  |  | 12 |  | 8.65 | 103.8 | July | 2026
B0050 AHU-3B-1 | 001 | 000000036011 | 2026-08-04 00:13 | 1501002237 | FILTER, 30/30, DUAL 9, HIGH-CAPACITY, MERV 9, 20X25X2 | 1501002237 - FILTER, 30/30, DUAL 9, HIGH-CAPACITY, MERV 9, 20X25X2 |  |  |  | 24 |  | 16.46 | 395.04 | August | 2026
B0050 AHU-3B-1 | 001 | 000000036011 | 2026-08-04 00:13 | 1501001160 | FILTER, 12 X 25 X 2, PLEATED MDL 40 HI-CAP MERV 10(12X25X2) | 1501001160 - FILTER, 12 X 25 X 2, PLEATED MDL 40 HI-CAP MERV 10(12X25X2) |  |  |  | 12 |  | 8.65 | 103.8 | August | 2026
B0050 AHU-3C-1 | 001 | 000007091214 | 2026-08-04 00:13 | 1501002237 | FILTER, 30/30, DUAL 9, HIGH-CAPACITY, MERV 9, 20X25X2 | 1501002237 - FILTER, 30/30, DUAL 9, HIGH-CAPACITY, MERV 9, 20X25X2 |  |  |  | 24 |  | 16.46 | 395.04 | August | 2026
B0050 AHU-3C-1 | 001 | 000007091214 | 2026-08-04 00:13 | 1501001160 | FILTER, 12 X 25 X 2, PLEATED MDL 40 HI-CAP MERV 10(12X25X2) | 1501001160 - FILTER, 12 X 25 X 2, PLEATED MDL 40 HI-CAP MERV 10(12X25X2) |  |  |  | 12 |  | 8.65 | 103.8 | August | 2026
B0050 FCU-1C-1 | 001 | 000008091083 | 2026-08-04 00:13 | 1501002236 | FILTER, 30/30, DUAL 9, HIGH-CAPACITY, MERV 9, 16X25X2 | 1501002236 - FILTER, 30/30, DUAL 9, HIGH-CAPACITY, MERV 9, 16X25X2 |  |  |  | 1 |  | 0 | 0 | August | 2026
B0050 FCU-1C-2 | 001 | 000007091597 | 2026-08-04 00:13 | 1501002235 | FILTER, 30/30, DUAL 9, HIGH-CAPACITY, MERV 9, 16X20X2 | 1501002235 - FILTER, 30/30, DUAL 9, HIGH-CAPACITY, MERV 9, 16X20X2 |  |  |  | 2 |  | 0 | 0 | August | 2026
B0050 FCU-1C-5 | 001 | 000007091596 | 2026-08-04 00:13 | 1501001093 | FILTER, 8.875 X 33.5 X 1, PLEATED MDL 40 HI-CAP MERV 10 (8 7/8 X 33 1/2 X 1, 8 7/8X33 1/2X1, 8.875X33.5X1) | 1501001093 - FILTER, 8.875 X 33.5 X 1, PLEATED MDL 40 HI-CAP MERV 10 (8 7/8 X 33 1/2 X 1, 8 7/8X33 1/2X1, 8.875X33.5X1) |  |  |  | 1 |  | 7.32 | 7.32 | August | 2026
B0050 FCU-2A-5 | 001 | 000007091589 | 2026-08-04 00:13 | 1501001092 | FILTER, 8.875 X 24 X 1, PLEATED MDL 40 HI-CAP MERV 10 (8 7/8 X 24 X 1, 8 7/8X24X1, 8.875X24X1), BUILDING 135 | 1501001092 - FILTER, 8.875 X 24 X 1, PLEATED MDL 40 HI-CAP MERV 10 (8 7/8 X 24 X 1, 8 7/8X24X1, 8.875X24X1), BUILDING 135 |  |  |  | 1 |  | 4.5197 | 4.5197 | August | 2026
B0050 FCU-2A-6 | 001 | 000007091590 | 2026-08-04 00:13 | 1501002232 | FILTER, 30/30, DUAL 9, HIGH-CAPACITY, MERV 9, 20X20X2 | 1501002232 - FILTER, 30/30, DUAL 9, HIGH-CAPACITY, MERV 9, 20X20X2 |  |  |  | 2 |  | 0 | 0 | August | 2026
B0050 FCU-2B-7 | 001 | 000007091591 | 2026-08-04 00:13 | 1501002235 | FILTER, 30/30, DUAL 9, HIGH-CAPACITY, MERV 9, 16X20X2 | 1501002235 - FILTER, 30/30, DUAL 9, HIGH-CAPACITY, MERV 9, 16X20X2 |  |  |  | 2 |  | 0 | 0 | August | 2026
B0050 FCU-2B-8 | 001 | 000008091082 | 2026-08-04 00:13 | 1501001506 | FILTER, 9 INCH X 33 INCH X 1 INCH, PLEATED MDL 40 HI-CAP MERV 10 (9X33X1) | 1501001506 - FILTER, 9 INCH X 33 INCH X 1 INCH, PLEATED MDL 40 HI-CAP MERV 10 (9X33X1) |  |  |  | 1 |  | 0 | 0 | August | 2026
B0050 FCU-2B-9 | 001 | 000008091077 | 2026-08-04 00:13 | 1501002204 | FILTER, BAG, 20X20X12, MERV14A, CAMFIL 8P, 405619D12 (REPLACES 1501001202) | 1501002204 - FILTER, BAG, 20X20X12, MERV14A, CAMFIL 8P, 405619D12 (REPLACES 1501001202) |  |  |  | 2 |  | 0 | 0 | August | 2026
B0050 FCU-2B-9 | 001 | 000008091077 | 2026-08-04 00:13 | 1501001357 | BELT, #AX-45, AX45 (COG TYPE) | 1501001357 - BELT, #AX-45, AX45 (COG TYPE) |  |  |  | 1 |  | 0 | 0 | August | 2026
B0050 FCU-2C-1 | 001 | 000008091078 | 2026-08-04 00:13 | 1501002204 | FILTER, BAG, 20X20X12, MERV14A, CAMFIL 8P, 405619D12 (REPLACES 1501001202) | 1501002204 - FILTER, BAG, 20X20X12, MERV14A, CAMFIL 8P, 405619D12 (REPLACES 1501001202) |  |  |  | 2 |  | 0 | 0 | August | 2026
B0050 FCU-2C-1 | 001 | 000008091078 | 2026-08-04 00:13 | 1501001357 | BELT, #AX-45, AX45 (COG TYPE) | 1501001357 - BELT, #AX-45, AX45 (COG TYPE) |  |  |  | 1 |  | 0 | 0 | August | 2026
B0050 FCU-2C-2 | 001 | 000007091592 | 2026-08-04 00:13 | 1501001529 | FILTER, 8.875 X 61.125 X 1, PLEATED MDL 40 HI-CAP MERV 10 (8 7/8 X 61 1/8 X1, 8 7/8X61 1/8X1, 8.875X61.125X1) | 1501001529 - FILTER, 8.875 X 61.125 X 1, PLEATED MDL 40 HI-CAP MERV 10 (8 7/8 X 61 1/8 X1, 8 7/8X61 1/8X1, 8.875X61.125X1) |  |  |  | 1 |  | 16.89 | 16.89 | August | 2026
B0050 FCU-2C-3 | 001 | 000008091079 | 2026-08-04 00:13 | 1501002204 | FILTER, BAG, 20X20X12, MERV14A, CAMFIL 8P, 405619D12 (REPLACES 1501001202) | 1501002204 - FILTER, BAG, 20X20X12, MERV14A, CAMFIL 8P, 405619D12 (REPLACES 1501001202) |  |  |  | 2 |  | 0 | 0 | August | 2026
B0050 FCU-2C-3 | 001 | 000008091079 | 2026-08-04 00:13 | 1501001357 | BELT, #AX-45, AX45 (COG TYPE) | 1501001357 - BELT, #AX-45, AX45 (COG TYPE) |  |  |  | 1 |  | 0 | 0 | August | 2026
B0050 FCU-2D-1 | 001 | 000008091080 | 2026-08-04 00:13 | 1501002204 | FILTER, BAG, 20X20X12, MERV14A, CAMFIL 8P, 405619D12 (REPLACES 1501001202) | 1501002204 - FILTER, BAG, 20X20X12, MERV14A, CAMFIL 8P, 405619D12 (REPLACES 1501001202) |  |  |  | 2 |  | 0 | 0 | August | 2026
B0050 FCU-2D-1 | 001 | 000008091080 | 2026-08-04 00:13 | 1501001357 | BELT, #AX-45, AX45 (COG TYPE) | 1501001357 - BELT, #AX-45, AX45 (COG TYPE) |  |  |  | 1 |  | 0 | 0 | August | 2026
B0050 FCU-2D-2 | 001 | 000008091081 | 2026-08-04 00:13 | 1501002235 | FILTER, 30/30, DUAL 9, HIGH-CAPACITY, MERV 9, 16X20X2 | 1501002235 - FILTER, 30/30, DUAL 9, HIGH-CAPACITY, MERV 9, 16X20X2 |  |  |  | 2 |  | 0 | 0 | August | 2026
B0050 FCU-3A-7 | 001 | 000007091593 | 2026-08-04 00:13 | 1501001506 | FILTER, 9 INCH X 33 INCH X 1 INCH, PLEATED MDL 40 HI-CAP MERV 10 (9X33X1) | 1501001506 - FILTER, 9 INCH X 33 INCH X 1 INCH, PLEATED MDL 40 HI-CAP MERV 10 (9X33X1) |  |  |  | 1 |  | 0 | 0 | August | 2026
B0050 FCU-3B-6 | 001 | 000007091594 | 2026-08-04 00:13 | 1501001160 | FILTER, 12 X 25 X 2, PLEATED MDL 40 HI-CAP MERV 10(12X25X2) | 1501001160 - FILTER, 12 X 25 X 2, PLEATED MDL 40 HI-CAP MERV 10(12X25X2) |  |  |  | 4 |  | 8.65 | 34.6 | August | 2026
B0050 VAV-1E-07 | 001 | 000006091046 | 2026-08-04 00:13 | 1501001134 | FILTER, 20 X 30 X 1, PLEATED MDL 40 HI-CAP MERV 10 (20X30X1) | 1501001134 - FILTER, 20 X 30 X 1, PLEATED MDL 40 HI-CAP MERV 10 (20X30X1) |  |  |  | 1 |  | 0 | 0 | August | 2026
B0050 VAV-1F-02 | 001 | 000006091051 | 2026-08-04 00:13 | 1501001142 | FILTER, 16 X 16 X 1, PLEATED MDL 40 HI-CAP MERV 10 (16X16X1) | 1501001142 - FILTER, 16 X 16 X 1, PLEATED MDL 40 HI-CAP MERV 10 (16X16X1) |  |  |  | 1 |  | 0 | 0 | August | 2026
B0050 VAV-1F-03 | 001 | 000006091052 | 2026-08-04 00:13 | 1501001142 | FILTER, 16 X 16 X 1, PLEATED MDL 40 HI-CAP MERV 10 (16X16X1) | 1501001142 - FILTER, 16 X 16 X 1, PLEATED MDL 40 HI-CAP MERV 10 (16X16X1) |  |  |  | 1 |  | 0 | 0 | August | 2026
B0050 VAV-1F-04 | 001 | 000006091053 | 2026-08-04 00:13 | 1501001142 | FILTER, 16 X 16 X 1, PLEATED MDL 40 HI-CAP MERV 10 (16X16X1) | 1501001142 - FILTER, 16 X 16 X 1, PLEATED MDL 40 HI-CAP MERV 10 (16X16X1) |  |  |  | 1 |  | 0 | 0 | August | 2026
B0050 VAV-1F-07 | 001 | 000006091054 | 2026-08-04 00:13 | 1501001142 | FILTER, 16 X 16 X 1, PLEATED MDL 40 HI-CAP MERV 10 (16X16X1) | 1501001142 - FILTER, 16 X 16 X 1, PLEATED MDL 40 HI-CAP MERV 10 (16X16X1) |  |  |  | 1 |  | 0 | 0 | August | 2026
B0050 VAV-1F-13 | 001 | 000006091055 | 2026-08-04 00:13 | 1501001142 | FILTER, 16 X 16 X 1, PLEATED MDL 40 HI-CAP MERV 10 (16X16X1) | 1501001142 - FILTER, 16 X 16 X 1, PLEATED MDL 40 HI-CAP MERV 10 (16X16X1) |  |  |  | 1 |  | 0 | 0 | August | 2026
B0050 VAV-3E-01 | 001 | 000006091047 | 2026-08-04 00:13 | 1501001134 | FILTER, 20 X 30 X 1, PLEATED MDL 40 HI-CAP MERV 10 (20X30X1) | 1501001134 - FILTER, 20 X 30 X 1, PLEATED MDL 40 HI-CAP MERV 10 (20X30X1) |  |  |  | 1 |  | 0 | 0 | August | 2026
B0050 VAV-3E-02 | 001 | 000006091048 | 2026-08-04 00:13 | 1501001142 | FILTER, 16 X 16 X 1, PLEATED MDL 40 HI-CAP MERV 10 (16X16X1) | 1501001142 - FILTER, 16 X 16 X 1, PLEATED MDL 40 HI-CAP MERV 10 (16X16X1) |  |  |  | 1 |  | 0 | 0 | August | 2026
B0050 VAV-3E-03 | 001 | 000006091049 | 2026-08-04 00:13 | 1501001142 | FILTER, 16 X 16 X 1, PLEATED MDL 40 HI-CAP MERV 10 (16X16X1) | 1501001142 - FILTER, 16 X 16 X 1, PLEATED MDL 40 HI-CAP MERV 10 (16X16X1) |  |  |  | 1 |  | 0 | 0 | August | 2026
B0050 VAV-3E-04 | 001 | 000006091050 | 2026-08-04 00:13 | 1501001142 | FILTER, 16 X 16 X 1, PLEATED MDL 40 HI-CAP MERV 10 (16X16X1) | 1501001142 - FILTER, 16 X 16 X 1, PLEATED MDL 40 HI-CAP MERV 10 (16X16X1) |  |  |  | 1 |  | 0 | 0 | August | 2026
B0050 VAV-4 | 001 | 000008091142 | 2026-08-04 00:13 | 1501001142 | FILTER, 16 X 16 X 1, PLEATED MDL 40 HI-CAP MERV 10 (16X16X1) | 1501001142 - FILTER, 16 X 16 X 1, PLEATED MDL 40 HI-CAP MERV 10 (16X16X1) |  |  |  | 1 |  | 0 | 0 | August | 2026
B0050 AHU-1E Q | 001 | 000006090206 | 2026-08-11 00:13 | 1501001094 | FILTER, 20 X 24 X 2, PLEATED MDL 40 HI-CAP MERV 10 (20X24X2, 24X20X2, 24 X 20 X 2)) | 1501001094 - FILTER, 20 X 24 X 2, PLEATED MDL 40 HI-CAP MERV 10 (20X24X2, 24X20X2, 24 X 20 X 2)) |  |  |  | 12 |  | 0 | 0 | August | 2026
B0050 AHU-1E Q | 001 | 000006090206 | 2026-08-11 00:13 | 1501001119 | FILTER, 24 X 24 X 2, PLEATED MDL 40 HI-CAP MERV 10 (24X24X2) | 1501001119 - FILTER, 24 X 24 X 2, PLEATED MDL 40 HI-CAP MERV 10 (24X24X2) |  |  |  | 12 |  | 0 | 0 | August | 2026
B0050 AHU-1E Q | 001 | 000006090206 | 2026-08-11 00:13 | 1501001121 | FILTER, 20 X 20 X 2, PLEATED MDL 40 STANDARD MERV 10 (20X20X2) | 1501001121 - FILTER, 20 X 20 X 2, PLEATED MDL 40 STANDARD MERV 10 (20X20X2) |  |  |  | 12 |  | 0 | 0 | August | 2026
B0050 AHU-1F Q | 001 | 000006090213 | 2026-08-11 00:13 | 1501001094 | FILTER, 20 X 24 X 2, PLEATED MDL 40 HI-CAP MERV 10 (20X24X2, 24X20X2, 24 X 20 X 2)) | 1501001094 - FILTER, 20 X 24 X 2, PLEATED MDL 40 HI-CAP MERV 10 (20X24X2, 24X20X2, 24 X 20 X 2)) |  |  |  | 6 |  | 0 | 0 | August | 2026
B0050 AHU-1F Q | 001 | 000006090213 | 2026-08-11 00:13 | 1501001119 | FILTER, 24 X 24 X 2, PLEATED MDL 40 HI-CAP MERV 10 (24X24X2) | 1501001119 - FILTER, 24 X 24 X 2, PLEATED MDL 40 HI-CAP MERV 10 (24X24X2) |  |  |  | 1 |  | 0 | 0 | August | 2026
B0050 AHU-1F Q | 001 | 000006090213 | 2026-08-11 00:13 | 1501001121 | FILTER, 20 X 20 X 2, PLEATED MDL 40 STANDARD MERV 10 (20X20X2) | 1501001121 - FILTER, 20 X 20 X 2, PLEATED MDL 40 STANDARD MERV 10 (20X20X2) |  |  |  | 8 |  | 0 | 0 | August | 2026
B0050 AHU-2E Q | 001 | 000006090207 | 2026-08-19 00:13 | 1501001119 | FILTER, 24 X 24 X 2, PLEATED MDL 40 HI-CAP MERV 10 (24X24X2) | 1501001119 - FILTER, 24 X 24 X 2, PLEATED MDL 40 HI-CAP MERV 10 (24X24X2) |  |  |  | 2 |  | 0 | 0 | August | 2026
B0050 AHU-2E Q | 001 | 000006090207 | 2026-08-19 00:13 | 1501001125 | FILTER, 12 X 24 X 2, PLEATED MDL 40 HI-CAP MERV 10 (12X24X2) | 1501001125 - FILTER, 12 X 24 X 2, PLEATED MDL 40 HI-CAP MERV 10 (12X24X2) |  |  |  | 2 |  | 0 | 0 | August | 2026
B0050 AHU-3E Q | 001 | 000006090208 | 2026-08-19 00:13 | 1501001094 | FILTER, 20 X 24 X 2, PLEATED MDL 40 HI-CAP MERV 10 (20X24X2, 24X20X2, 24 X 20 X 2)) | 1501001094 - FILTER, 20 X 24 X 2, PLEATED MDL 40 HI-CAP MERV 10 (20X24X2, 24X20X2, 24 X 20 X 2)) |  |  |  | 2 |  | 0 | 0 | August | 2026
B0050 AHU-3E Q | 001 | 000006090208 | 2026-08-19 00:13 | 1501001121 | FILTER, 20 X 20 X 2, PLEATED MDL 40 STANDARD MERV 10 (20X20X2) | 1501001121 - FILTER, 20 X 20 X 2, PLEATED MDL 40 STANDARD MERV 10 (20X20X2) |  |  |  | 2 |  | 0 | 0 | August | 2026
B0050 AHU-4E Q | 001 | 000006090209 | 2026-08-19 00:13 | 1501001094 | FILTER, 20 X 24 X 2, PLEATED MDL 40 HI-CAP MERV 10 (20X24X2, 24X20X2, 24 X 20 X 2)) | 1501001094 - FILTER, 20 X 24 X 2, PLEATED MDL 40 HI-CAP MERV 10 (20X24X2, 24X20X2, 24 X 20 X 2)) |  |  |  | 2 |  | 0 | 0 | August | 2026
B0050 AHU-4E Q | 001 | 000006090209 | 2026-08-19 00:13 | 1501001121 | FILTER, 20 X 20 X 2, PLEATED MDL 40 STANDARD MERV 10 (20X20X2) | 1501001121 - FILTER, 20 X 20 X 2, PLEATED MDL 40 STANDARD MERV 10 (20X20X2) |  |  |  | 2 |  | 0 | 0 | August | 2026
B0050 AHU-5E Q | 001 | 000006090210 | 2026-08-25 00:13 | 1501001094 | FILTER, 20 X 24 X 2, PLEATED MDL 40 HI-CAP MERV 10 (20X24X2, 24X20X2, 24 X 20 X 2)) | 1501001094 - FILTER, 20 X 24 X 2, PLEATED MDL 40 HI-CAP MERV 10 (20X24X2, 24X20X2, 24 X 20 X 2)) |  |  |  | 2 |  | 0 | 0 | August | 2026
B0050 AHU-5E Q | 001 | 000006090210 | 2026-08-25 00:13 | 1501001121 | FILTER, 20 X 20 X 2, PLEATED MDL 40 STANDARD MERV 10 (20X20X2) | 1501001121 - FILTER, 20 X 20 X 2, PLEATED MDL 40 STANDARD MERV 10 (20X20X2) |  |  |  | 2 |  | 0 | 0 | August | 2026
B0050 AHU-6E Q | 001 | 000006090211 | 2026-08-25 00:13 | 1501001094 | FILTER, 20 X 24 X 2, PLEATED MDL 40 HI-CAP MERV 10 (20X24X2, 24X20X2, 24 X 20 X 2)) | 1501001094 - FILTER, 20 X 24 X 2, PLEATED MDL 40 HI-CAP MERV 10 (20X24X2, 24X20X2, 24 X 20 X 2)) |  |  |  | 2 |  | 0 | 0 | August | 2026
B0050 AHU-6E Q | 001 | 000006090211 | 2026-08-25 00:13 | 1501001121 | FILTER, 20 X 20 X 2, PLEATED MDL 40 STANDARD MERV 10 (20X20X2) | 1501001121 - FILTER, 20 X 20 X 2, PLEATED MDL 40 STANDARD MERV 10 (20X20X2) |  |  |  | 2 |  | 0 | 0 | August | 2026
B0050 AHU-7E Q | 001 | 000006090212 | 2026-08-25 00:13 | 1501001119 | FILTER, 24 X 24 X 2, PLEATED MDL 40 HI-CAP MERV 10 (24X24X2) | 1501001119 - FILTER, 24 X 24 X 2, PLEATED MDL 40 HI-CAP MERV 10 (24X24X2) |  |  |  | 2 |  | 0 | 0 | August | 2026
B0050 AHU-7E Q | 001 | 000006090212 | 2026-08-25 00:13 | 1501001125 | FILTER, 12 X 24 X 2, PLEATED MDL 40 HI-CAP MERV 10 (12X24X2) | 1501001125 - FILTER, 12 X 24 X 2, PLEATED MDL 40 HI-CAP MERV 10 (12X24X2) |  |  |  | 1 |  | 0 | 0 | August | 2026
B0050 FCU-2B-5 | 001 | 000008092126 | 2026-08-26 00:13 | 1501001160 | FILTER, 12 X 25 X 2, PLEATED MDL 40 HI-CAP MERV 10(12X25X2) | 1501001160 - FILTER, 12 X 25 X 2, PLEATED MDL 40 HI-CAP MERV 10(12X25X2) |  |  |  | 1 |  | 8.65 | 8.65 | August | 2026
B0050 FCU-2B-6 | 001 | 000008092127 | 2026-08-26 00:13 | 1501001160 | FILTER, 12 X 25 X 2, PLEATED MDL 40 HI-CAP MERV 10(12X25X2) | 1501001160 - FILTER, 12 X 25 X 2, PLEATED MDL 40 HI-CAP MERV 10(12X25X2) |  |  |  | 1 |  | 8.65 | 8.65 | August | 2026
B0135 RTU-1 0SA | 001 | 000000122065 | 2026-09-04 | 1501001158 | FILTER, 20 X 30 X 2, PLEATED MDL 40 HI-CAP MERV 10 (20X30X2) | 1501001158 - FILTER, 20 X 30 X 2, PLEATED MDL 40 HI-CAP MERV 10 (20X30X2) |  |  |  | 2 |  | 6.8936 | 13.7872 | September | 2026
B0135 RTU-1 SA | 001 | 000090005059 | 2026-09-04 | 1501001179 | FILTER, MERV 13, 20 X 25 X 4, PLEATED MDL 40 HI-CAP (20X25X4) | 1501001179 - FILTER, MERV 13, 20 X 25 X 4, PLEATED MDL 40 HI-CAP (20X25X4) |  |  |  | 6 |  | 0 | 0 | September | 2026
B0135 RTU-11 SA | 001 | 000000122066 | 2026-09-04 | 1501001158 | FILTER, 20 X 30 X 2, PLEATED MDL 40 HI-CAP MERV 10 (20X30X2) | 1501001158 - FILTER, 20 X 30 X 2, PLEATED MDL 40 HI-CAP MERV 10 (20X30X2) |  |  |  | 2 |  | 6.8936 | 13.7872 | September | 2026
B0135 RTU-13 SA | 001 | 000007091543 | 2026-09-04 | 1501002237 | FILTER, 30/30, DUAL 9, HIGH-CAPACITY, MERV 9, 20X25X2 | 1501002237 - FILTER, 30/30, DUAL 9, HIGH-CAPACITY, MERV 9, 20X25X2 |  |  |  | 4 |  | 16.46 | 65.84 | September | 2026
B0135 RTU-14 SA | 001 | 000000122069 | 2026-09-04 | 1501001158 | FILTER, 20 X 30 X 2, PLEATED MDL 40 HI-CAP MERV 10 (20X30X2) | 1501001158 - FILTER, 20 X 30 X 2, PLEATED MDL 40 HI-CAP MERV 10 (20X30X2) |  |  |  | 2 |  | 6.8936 | 13.7872 | September | 2026
B0135 RTU-15 SA | 001 | 000006094557 | 2026-09-04 | 1501002230 | FILTER, 30/30, DUAL 9, HIGH-CAPACITY, MERV 9, 12X20X2 | 1501002230 - FILTER, 30/30, DUAL 9, HIGH-CAPACITY, MERV 9, 12X20X2 |  |  |  | 2 |  | 10.3597 | 20.7194 | September | 2026
B0135 RTU-2 SA | 001 | 000007091319 | 2026-09-04 | 1501002236 | FILTER, 30/30, DUAL 9, HIGH-CAPACITY, MERV 9, 16X25X2 | 1501002236 - FILTER, 30/30, DUAL 9, HIGH-CAPACITY, MERV 9, 16X25X2 |  |  |  | 2 |  | 0 | 0 | September | 2026
B0135 RTU-6 SA | 001 | 000007091542 | 2026-09-04 | 1501002237 | FILTER, 30/30, DUAL 9, HIGH-CAPACITY, MERV 9, 20X25X2 | 1501002237 - FILTER, 30/30, DUAL 9, HIGH-CAPACITY, MERV 9, 20X25X2 |  |  |  | 4 |  | 16.46 | 65.84 | September | 2026
B0135 RTU-9 SA | 001 | 000000122064 | 2026-09-04 | 1501001112 | FILTER, 18 X 24 X 1, PLEATED MDL 40 HI-CAP MERV 10 (18X24X1, 24X18X1, 24 X 18 X 1) | 1501001112 - FILTER, 18 X 24 X 1, PLEATED MDL 40 HI-CAP MERV 10 (18X24X1, 24X18X1, 24 X 18 X 1) |  |  |  | 2 |  | 0 | 0 | September | 2026
0136 FCU 1-1 Q | 001 | 000000320007 | 2026-09-04 00:07 | 1501001094 | FILTER, 20 X 24 X 2, PLEATED MDL 40 HI-CAP MERV 10 (20X24X2, 24X20X2, 24 X 20 X 2)) | 1501001094 - FILTER, 20 X 24 X 2, PLEATED MDL 40 HI-CAP MERV 10 (20X24X2, 24X20X2, 24 X 20 X 2)) |  |  |  | 2 |  | 0 | 0 | September | 2026
0136 FCU 2-1 Q | 001 | 000000320008 | 2026-09-04 00:07 | 1501001123 | FILTER, 16 X 20 X 2, PLEATED MDL 40 HI-CAP MERV 10 (16X20X2) | 1501001123 - FILTER, 16 X 20 X 2, PLEATED MDL 40 HI-CAP MERV 10 (16X20X2) |  |  |  | 2 |  | 0 | 0 | September | 2026
0077 AHU-4 Q | 001 | 000000067007 | 2026-09-08 00:06 | 1501001094 | FILTER, 20 X 24 X 2, PLEATED MDL 40 HI-CAP MERV 10 (20X24X2, 24X20X2, 24 X 20 X 2)) | 1501001094 - FILTER, 20 X 24 X 2, PLEATED MDL 40 HI-CAP MERV 10 (20X24X2, 24X20X2, 24 X 20 X 2)) |  |  |  | 4 |  | 0 | 0 | September | 2026
0077 AHU-4 Q | 001 | 000000067007 | 2026-09-08 00:06 | 1501001119 | FILTER, 24 X 24 X 2, PLEATED MDL 40 HI-CAP MERV 10 (24X24X2) | 1501001119 - FILTER, 24 X 24 X 2, PLEATED MDL 40 HI-CAP MERV 10 (24X24X2) |  |  |  | 2 |  | 0 | 0 | September | 2026
0077 AHU-4 Q | 001 | 000000067007 | 2026-09-08 00:06 | 1501001125 | FILTER, 12 X 24 X 2, PLEATED MDL 40 HI-CAP MERV 10 (12X24X2) | 1501001125 - FILTER, 12 X 24 X 2, PLEATED MDL 40 HI-CAP MERV 10 (12X24X2) |  |  |  | 2 |  | 0 | 0 | September | 2026
B0050 FCU-2A-4 | 001 | 000008092121 | 2026-09-08 00:13 | 1501001160 | FILTER, 12 X 25 X 2, PLEATED MDL 40 HI-CAP MERV 10(12X25X2) | 1501001160 - FILTER, 12 X 25 X 2, PLEATED MDL 40 HI-CAP MERV 10(12X25X2) |  |  |  | 1 |  | 8.65 | 8.65 | September | 2026
B0050 FCU-2B-1 | 001 | 000008092122 | 2026-09-08 00:13 | 1501001160 | FILTER, 12 X 25 X 2, PLEATED MDL 40 HI-CAP MERV 10(12X25X2) | 1501001160 - FILTER, 12 X 25 X 2, PLEATED MDL 40 HI-CAP MERV 10(12X25X2) |  |  |  | 1 |  | 8.65 | 8.65 | September | 2026
B0050 FCU-2B-2 | 001 | 000008092123 | 2026-09-08 00:13 | 1501001160 | FILTER, 12 X 25 X 2, PLEATED MDL 40 HI-CAP MERV 10(12X25X2) | 1501001160 - FILTER, 12 X 25 X 2, PLEATED MDL 40 HI-CAP MERV 10(12X25X2) |  |  |  | 1 |  | 8.65 | 8.65 | September | 2026
0136 FCU 3-1 Q | 001 | 000000320010 | 2026-09-09 00:07 | 1501001123 | FILTER, 16 X 20 X 2, PLEATED MDL 40 HI-CAP MERV 10 (16X20X2) | 1501001123 - FILTER, 16 X 20 X 2, PLEATED MDL 40 HI-CAP MERV 10 (16X20X2) |  |  |  | 2 |  | 0 | 0 | September | 2026
B0050 AHU-2F Q | 001 | 000006090214 | 2026-09-09 00:13 | 1501001119 | FILTER, 24 X 24 X 2, PLEATED MDL 40 HI-CAP MERV 10 (24X24X2) | 1501001119 - FILTER, 24 X 24 X 2, PLEATED MDL 40 HI-CAP MERV 10 (24X24X2) |  |  |  | 2 |  | 0 | 0 | September | 2026
B0050 AHU-2F Q | 001 | 000006090214 | 2026-09-09 00:13 | 1501001125 | FILTER, 12 X 24 X 2, PLEATED MDL 40 HI-CAP MERV 10 (12X24X2) | 1501001125 - FILTER, 12 X 24 X 2, PLEATED MDL 40 HI-CAP MERV 10 (12X24X2) |  |  |  | 2 |  | 0 | 0 | September | 2026
B0050 AHU-3F Q | 001 | 000006090215 | 2026-09-09 00:13 | 1501001094 | FILTER, 20 X 24 X 2, PLEATED MDL 40 HI-CAP MERV 10 (20X24X2, 24X20X2, 24 X 20 X 2)) | 1501001094 - FILTER, 20 X 24 X 2, PLEATED MDL 40 HI-CAP MERV 10 (20X24X2, 24X20X2, 24 X 20 X 2)) |  |  |  | 2 |  | 0 | 0 | September | 2026
B0050 AHU-3F Q | 001 | 000006090215 | 2026-09-09 00:13 | 1501001121 | FILTER, 20 X 20 X 2, PLEATED MDL 40 STANDARD MERV 10 (20X20X2) | 1501001121 - FILTER, 20 X 20 X 2, PLEATED MDL 40 STANDARD MERV 10 (20X20X2) |  |  |  | 2 |  | 0 | 0 | September | 2026
B0050 AHU-4F Q | 001 | 000006090216 | 2026-09-09 00:13 | 1501001094 | FILTER, 20 X 24 X 2, PLEATED MDL 40 HI-CAP MERV 10 (20X24X2, 24X20X2, 24 X 20 X 2)) | 1501001094 - FILTER, 20 X 24 X 2, PLEATED MDL 40 HI-CAP MERV 10 (20X24X2, 24X20X2, 24 X 20 X 2)) |  |  |  | 2 |  | 0 | 0 | September | 2026
B0050 AHU-4F Q | 001 | 000006090216 | 2026-09-09 00:13 | 1501001121 | FILTER, 20 X 20 X 2, PLEATED MDL 40 STANDARD MERV 10 (20X20X2) | 1501001121 - FILTER, 20 X 20 X 2, PLEATED MDL 40 STANDARD MERV 10 (20X20X2) |  |  |  | 2 |  | 0 | 0 | September | 2026
B0050 AHU-5F Q | 001 | 000006090217 | 2026-09-09 00:13 | 1501001121 | FILTER, 20 X 20 X 2, PLEATED MDL 40 STANDARD MERV 10 (20X20X2) | 1501001121 - FILTER, 20 X 20 X 2, PLEATED MDL 40 STANDARD MERV 10 (20X20X2) |  |  |  | 2 |  | 0 | 0 | September | 2026
B0050 AHU-5F Q | 001 | 000006090217 | 2026-09-09 00:13 | 1501001094 | FILTER, 20 X 24 X 2, PLEATED MDL 40 HI-CAP MERV 10 (20X24X2, 24X20X2, 24 X 20 X 2)) | 1501001094 - FILTER, 20 X 24 X 2, PLEATED MDL 40 HI-CAP MERV 10 (20X24X2, 24X20X2, 24 X 20 X 2)) |  |  |  | 2 |  | 0 | 0 | September | 2026
B0050 AHU-6F Q | 001 | 000006090218 | 2026-09-09 00:13 | 1501001121 | FILTER, 20 X 20 X 2, PLEATED MDL 40 STANDARD MERV 10 (20X20X2) | 1501001121 - FILTER, 20 X 20 X 2, PLEATED MDL 40 STANDARD MERV 10 (20X20X2) |  |  |  | 2 |  | 0 | 0 | September | 2026
B0050 AHU-6F Q | 001 | 000006090218 | 2026-09-09 00:13 | 1501001094 | FILTER, 20 X 24 X 2, PLEATED MDL 40 HI-CAP MERV 10 (20X24X2, 24X20X2, 24 X 20 X 2)) | 1501001094 - FILTER, 20 X 24 X 2, PLEATED MDL 40 HI-CAP MERV 10 (20X24X2, 24X20X2, 24 X 20 X 2)) |  |  |  | 2 |  | 0 | 0 | September | 2026
B0050 AHU-7F Q | 001 | 000006090219 | 2026-09-09 00:13 | 1501001119 | FILTER, 24 X 24 X 2, PLEATED MDL 40 HI-CAP MERV 10 (24X24X2) | 1501001119 - FILTER, 24 X 24 X 2, PLEATED MDL 40 HI-CAP MERV 10 (24X24X2) |  |  |  | 2 |  | 0 | 0 | September | 2026
B0050 AHU-7F Q | 001 | 000006090219 | 2026-09-09 00:13 | 1501001125 | FILTER, 12 X 24 X 2, PLEATED MDL 40 HI-CAP MERV 10 (12X24X2) | 1501001125 - FILTER, 12 X 24 X 2, PLEATED MDL 40 HI-CAP MERV 10 (12X24X2) |  |  |  | 1 |  | 0 | 0 | September | 2026
B0050 FCU-2B-3 | 001 | 000008092124 | 2026-09-09 00:13 | 1501001160 | FILTER, 12 X 25 X 2, PLEATED MDL 40 HI-CAP MERV 10(12X25X2) | 1501001160 - FILTER, 12 X 25 X 2, PLEATED MDL 40 HI-CAP MERV 10(12X25X2) |  |  |  | 1 |  | 8.65 | 8.65 | September | 2026
B0050 FCU-2B-4 | 001 | 000008092125 | 2026-09-09 00:13 | 1501001160 | FILTER, 12 X 25 X 2, PLEATED MDL 40 HI-CAP MERV 10(12X25X2) | 1501001160 - FILTER, 12 X 25 X 2, PLEATED MDL 40 HI-CAP MERV 10(12X25X2) |  |  |  | 1 |  | 8.65 | 8.65 | September | 2026
B0050 FCU-3B-1 | 001 | 000007091208 | 2026-09-15 00:13 | 1501001160 | FILTER, 12 X 25 X 2, PLEATED MDL 40 HI-CAP MERV 10(12X25X2) | 1501001160 - FILTER, 12 X 25 X 2, PLEATED MDL 40 HI-CAP MERV 10(12X25X2) |  |  |  | 1 |  | 8.65 | 8.65 | September | 2026
B0050 FCU-3B-2 | 001 | 000007091209 | 2026-09-15 00:13 | 1501001160 | FILTER, 12 X 25 X 2, PLEATED MDL 40 HI-CAP MERV 10(12X25X2) | 1501001160 - FILTER, 12 X 25 X 2, PLEATED MDL 40 HI-CAP MERV 10(12X25X2) |  |  |  | 1 |  | 8.65 | 8.65 | September | 2026
0082F AHU-1 Q | 001 | 000000071080 | 2026-09-16 00:06 | 1501001141 | FILTER, 16 X 25 X 1, PLEATED MDL 40 HI-CAP MERV 10 (16X25X1) | 1501001141 - FILTER, 16 X 25 X 1, PLEATED MDL 40 HI-CAP MERV 10 (16X25X1) |  |  |  | 3 |  | 0 | 0 | September | 2026
0082F AHU-1 Q | 001 | 000000071080 | 2026-09-16 00:06 | 1501001534 | FILTER, 12 X 24 X 1, PLEATED MDL 40 HI-CAP MERV 10 (12X24X1) | 1501001534 - FILTER, 12 X 24 X 1, PLEATED MDL 40 HI-CAP MERV 10 (12X24X1) |  |  |  | 1 |  | 3.0238 | 3.0238 | September | 2026
0909 DAHU-2 Q | 001 | 000000202004 | 2026-09-16 00:06 | 1501001133 | FILTER, 20 X 20 X 1, PLEATED MDL 40 STANDARD MERV 10 (20X20X1) | 1501001133 - FILTER, 20 X 20 X 1, PLEATED MDL 40 STANDARD MERV 10 (20X20X1) |  |  |  | 1 |  | 0 | 0 | September | 2026
0909 DAHU-3 Q | 001 | 000000202005 | 2026-09-16 00:06 | 1501001133 | FILTER, 20 X 20 X 1, PLEATED MDL 40 STANDARD MERV 10 (20X20X1) | 1501001133 - FILTER, 20 X 20 X 1, PLEATED MDL 40 STANDARD MERV 10 (20X20X1) |  |  |  | 1 |  | 0 | 0 | September | 2026
B0050 FCU-2A-1 | 001 | 000008092119 | 2026-09-16 00:13 | 1501001160 | FILTER, 12 X 25 X 2, PLEATED MDL 40 HI-CAP MERV 10(12X25X2) | 1501001160 - FILTER, 12 X 25 X 2, PLEATED MDL 40 HI-CAP MERV 10(12X25X2) |  |  |  | 1 |  | 8.65 | 8.65 | September | 2026
B0050 FCU-2A-2 | 001 | 000008092200 | 2026-09-16 00:13 | 1501001160 | FILTER, 12 X 25 X 2, PLEATED MDL 40 HI-CAP MERV 10(12X25X2) | 1501001160 - FILTER, 12 X 25 X 2, PLEATED MDL 40 HI-CAP MERV 10(12X25X2) |  |  |  | 1 |  | 8.65 | 8.65 | September | 2026
B0050 FCU-2A-3 | 001 | 000008092120 | 2026-09-16 00:13 | 1501001160 | FILTER, 12 X 25 X 2, PLEATED MDL 40 HI-CAP MERV 10(12X25X2) | 1501001160 - FILTER, 12 X 25 X 2, PLEATED MDL 40 HI-CAP MERV 10(12X25X2) |  |  |  | 1 |  | 8.65 | 8.65 | September | 2026
0050 RTU B5/6 S | 001 | 000006094552 | 2026-09-21 00:06 | 1501002237 | FILTER, 30/30, DUAL 9, HIGH-CAPACITY, MERV 9, 20X25X2 | 1501002237 - FILTER, 30/30, DUAL 9, HIGH-CAPACITY, MERV 9, 20X25X2 |  |  |  | 4 |  | 16.46 | 65.84 | September | 2026
0050 RTU B5/6 S | 001 | 000006094553 | 2026-09-21 00:06 | 1501002237 | FILTER, 30/30, DUAL 9, HIGH-CAPACITY, MERV 9, 20X25X2 | 1501002237 - FILTER, 30/30, DUAL 9, HIGH-CAPACITY, MERV 9, 20X25X2 |  |  |  | 4 |  | 16.46 | 65.84 | September | 2026
B0050 FCU-3A-5 | 001 | 000007091207 | 2026-09-22 00:13 | 1501002235 | FILTER, 30/30, DUAL 9, HIGH-CAPACITY, MERV 9, 16X20X2 | 1501002235 - FILTER, 30/30, DUAL 9, HIGH-CAPACITY, MERV 9, 16X20X2 |  |  |  | 1 |  | 0 | 0 | September | 2026
B0050 FCU-3A-5 | 001 | 000007091207 | 2026-09-22 00:13 | 1501001127 | FILTER, 16 X 16 X 2, PLEATED MDL 40 HI-CAP MERV 10 (16X16X2) | 1501001127 - FILTER, 16 X 16 X 2, PLEATED MDL 40 HI-CAP MERV 10 (16X16X2) |  |  |  | 1 |  | 5.2706 | 5.2706 | September | 2026
B0050 FCU-3B-3 | 001 | 000007091210 | 2026-09-22 00:13 | 1501001160 | FILTER, 12 X 25 X 2, PLEATED MDL 40 HI-CAP MERV 10(12X25X2) | 1501001160 - FILTER, 12 X 25 X 2, PLEATED MDL 40 HI-CAP MERV 10(12X25X2) |  |  |  | 1 |  | 8.65 | 8.65 | September | 2026
B0050 FCU-3B-4 | 001 | 000007091211 | 2026-09-22 00:13 | 1501001160 | FILTER, 12 X 25 X 2, PLEATED MDL 40 HI-CAP MERV 10(12X25X2) | 1501001160 - FILTER, 12 X 25 X 2, PLEATED MDL 40 HI-CAP MERV 10(12X25X2) |  |  |  | 1 |  | 8.65 | 8.65 | September | 2026
0136 AHU-2 SA | 001 | 000000320012 | 2026-09-25 | 1501002232 | FILTER, 30/30, DUAL 9, HIGH-CAPACITY, MERV 9, 20X20X2 | 1501002232 - FILTER, 30/30, DUAL 9, HIGH-CAPACITY, MERV 9, 20X20X2 |  |  |  | 2 |  | 0 | 0 | September | 2026
0136 AHU-2 SA | 001 | 000000320012 | 2026-09-25 | 1501002233 | FILTER, 30/30, DUAL 9, HIGH-CAPACITY, MERV 9, 20X24X2 | 1501002233 - FILTER, 30/30, DUAL 9, HIGH-CAPACITY, MERV 9, 20X24X2 |  |  |  | 4 |  | 0 | 0 | September | 2026
0136 AHU-3 SA | 001 | 000000320013 | 2026-09-25 | 1501002235 | FILTER, 30/30, DUAL 9, HIGH-CAPACITY, MERV 9, 16X20X2 | 1501002235 - FILTER, 30/30, DUAL 9, HIGH-CAPACITY, MERV 9, 16X20X2 |  |  |  | 6 |  | 0 | 0 | September | 2026
0909 DAHU-1 SA | 001 | 000000202003 | 2026-09-25 | 1501002232 | FILTER, 30/30, DUAL 9, HIGH-CAPACITY, MERV 9, 20X20X2 | 1501002232 - FILTER, 30/30, DUAL 9, HIGH-CAPACITY, MERV 9, 20X20X2 |  |  |  | 6 |  | 0 | 0 | September | 2026
0909 DAHU-1 SA | 001 | 000000202003 | 2026-09-25 | 1501002230 | FILTER, 30/30, DUAL 9, HIGH-CAPACITY, MERV 9, 12X20X2 | 1501002230 - FILTER, 30/30, DUAL 9, HIGH-CAPACITY, MERV 9, 12X20X2 |  |  |  | 2 |  | 10.3597 | 20.7194 | September | 2026
0082 DAHU-4 Q | 001 | 000000071002 | 2026-09-30 | 1501001141 | FILTER, 16 X 25 X 1, PLEATED MDL 40 HI-CAP MERV 10 (16X25X1) | 1501001141 - FILTER, 16 X 25 X 1, PLEATED MDL 40 HI-CAP MERV 10 (16X25X1) |  |  |  | 3 |  | 0 | 0 | September | 2026
0165 FCU 1-2 Q | 001 | 000008092538 | 2026-09-30 | 1501001171 | FILTER, MERV 13, 20 X 25 X 2, PLEATED MDL 40 HI-CAP (20X25X2) | 1501001171 - FILTER, MERV 13, 20 X 25 X 2, PLEATED MDL 40 HI-CAP (20X25X2) |  |  |  | 1 |  | 0 | 0 | September | 2026
0165 FCU 1-2 Q | 001 | 000008092538 | 2026-09-30 | 1501001121 | FILTER, 20 X 20 X 2, PLEATED MDL 40 STANDARD MERV 10 (20X20X2) | 1501001121 - FILTER, 20 X 20 X 2, PLEATED MDL 40 STANDARD MERV 10 (20X20X2) |  |  |  | 1 |  | 0 | 0 | September | 2026
0165 FCU 1-3 Q | 001 | 000008092539 | 2026-09-30 | 1501001910 | FILTER, 20 X 25 X 2, PLEATED MDL 40 HI-CAP MERV 10 (20X25X2) | 1501001910 - FILTER, 20 X 25 X 2, PLEATED MDL 40 HI-CAP MERV 10 (20X25X2) |  |  |  | 1 |  | 0 | 0 | September | 2026
0165 FCU 1-3 Q | 001 | 000008092539 | 2026-09-30 | 1501001121 | FILTER, 20 X 20 X 2, PLEATED MDL 40 STANDARD MERV 10 (20X20X2) | 1501001121 - FILTER, 20 X 20 X 2, PLEATED MDL 40 STANDARD MERV 10 (20X20X2) |  |  |  | 1 |  | 0 | 0 | September | 2026
0165 FCU 2-3 Q | 001 | 000007091292 | 2026-09-30 | 1501001109 | FILTER, 9 X 24-1/4 X 1 PLEATED MDL 40 STANDARD MERV 10 (9X24 1/4X1, 9X24.25X1, 9 X 24.25 X 1) | 1501001109 - FILTER, 9 X 24-1/4 X 1 PLEATED MDL 40 STANDARD MERV 10 (9X24 1/4X1, 9X24.25X1, 9 X 24.25 X 1) |  |  |  | 1 |  | 0 | 0 | September | 2026
B0077 CRAC Q | 001 | 000000067023 | 2026-10-05 00:15 | 1501001913 | FILTER, 28 1.2 X 29 1/2 X 4, PLEATED MDL 40 HI-CAP MERV 10 (28.5X29.5X4) | 1501001913 - FILTER, 28 1.2 X 29 1/2 X 4, PLEATED MDL 40 HI-CAP MERV 10 (28.5X29.5X4) |  |  |  | 1 |  | 58.66 | 58.66 | October | 2026
B0077 CRAC Q | 001 | 000008091473 | 2026-10-05 00:15 | 1501001913 | FILTER, 28 1.2 X 29 1/2 X 4, PLEATED MDL 40 HI-CAP MERV 10 (28.5X29.5X4) | 1501001913 - FILTER, 28 1.2 X 29 1/2 X 4, PLEATED MDL 40 HI-CAP MERV 10 (28.5X29.5X4) |  |  |  | 1 |  | 58.66 | 58.66 | October | 2026
0142 AHU-1 A | 001 | 000000125002 | 2026-10-06 | 1501001133 | FILTER, 20 X 20 X 1, PLEATED MDL 40 STANDARD MERV 10 (20X20X1) | 1501001133 - FILTER, 20 X 20 X 1, PLEATED MDL 40 STANDARD MERV 10 (20X20X1) |  |  |  | 1 |  | 0 | 0 | October | 2026
B0050 FCU-3-A3 | 001 | 000007091203 | 2026-10-06 00:13 | 1501001160 | FILTER, 12 X 25 X 2, PLEATED MDL 40 HI-CAP MERV 10(12X25X2) | 1501001160 - FILTER, 12 X 25 X 2, PLEATED MDL 40 HI-CAP MERV 10(12X25X2) |  |  |  | 1 |  | 8.65 | 8.65 | October | 2026
B0050 FCU-3-A4 | 001 | 000007091204 | 2026-10-06 00:13 | 1501001160 | FILTER, 12 X 25 X 2, PLEATED MDL 40 HI-CAP MERV 10(12X25X2) | 1501001160 - FILTER, 12 X 25 X 2, PLEATED MDL 40 HI-CAP MERV 10(12X25X2) |  |  |  | 1 |  | 8.65 | 8.65 | October | 2026
B0050 AHU-1D1 Q | 001 | 000000036006 | 2026-10-13 00:13 | 1501002235 | FILTER, 30/30, DUAL 9, HIGH-CAPACITY, MERV 9, 16X20X2 | 1501002235 - FILTER, 30/30, DUAL 9, HIGH-CAPACITY, MERV 9, 16X20X2 |  |  |  | 4 |  | 0 | 0 | October | 2026
B0050 AHU-1D1 Q | 001 | 000000036006 | 2026-10-13 00:13 | 1501002236 | FILTER, 30/30, DUAL 9, HIGH-CAPACITY, MERV 9, 16X25X2 | 1501002236 - FILTER, 30/30, DUAL 9, HIGH-CAPACITY, MERV 9, 16X25X2 |  |  |  | 2 |  | 0 | 0 | October | 2026
B0050 FCU-3-A1 | 001 | 000007091201 | 2026-10-14 00:13 | 1501001160 | FILTER, 12 X 25 X 2, PLEATED MDL 40 HI-CAP MERV 10(12X25X2) | 1501001160 - FILTER, 12 X 25 X 2, PLEATED MDL 40 HI-CAP MERV 10(12X25X2) |  |  |  | 1 |  | 8.65 | 8.65 | October | 2026
B0050 FCU-3-A2 | 001 | 000007091202 | 2026-10-14 00:13 | 1501001160 | FILTER, 12 X 25 X 2, PLEATED MDL 40 HI-CAP MERV 10(12X25X2) | 1501001160 - FILTER, 12 X 25 X 2, PLEATED MDL 40 HI-CAP MERV 10(12X25X2) |  |  |  | 1 |  | 8.65 | 8.65 | October | 2026
B0050 RTU A | 001 | 000008091020 | 2026-10-19 00:13 | 1501002235 | FILTER, 30/30, DUAL 9, HIGH-CAPACITY, MERV 9, 16X20X2 | 1501002235 - FILTER, 30/30, DUAL 9, HIGH-CAPACITY, MERV 9, 16X20X2 |  |  |  | 14 |  | 0 | 0 | October | 2026
B0050 RTU A | 001 | 000008091265 | 2026-10-19 00:13 | 1501002237 | FILTER, 30/30, DUAL 9, HIGH-CAPACITY, MERV 9, 20X25X2 | 1501002237 - FILTER, 30/30, DUAL 9, HIGH-CAPACITY, MERV 9, 20X25X2 |  |  |  | 4 |  | 16.46 | 65.84 | October | 2026
B0050 RTU A | 001 | 000008091266 | 2026-10-19 00:13 | 1501002237 | FILTER, 30/30, DUAL 9, HIGH-CAPACITY, MERV 9, 20X25X2 | 1501002237 - FILTER, 30/30, DUAL 9, HIGH-CAPACITY, MERV 9, 20X25X2 |  |  |  | 4 |  | 16.46 | 65.84 | October | 2026
B0050 RTU A | 001 | 000008091268 | 2026-10-19 00:13 | 1501002235 | FILTER, 30/30, DUAL 9, HIGH-CAPACITY, MERV 9, 16X20X2 | 1501002235 - FILTER, 30/30, DUAL 9, HIGH-CAPACITY, MERV 9, 16X20X2 |  |  |  | 4 |  | 0 | 0 | October | 2026
B0050 RTU A | 001 | 000008091269 | 2026-10-19 00:13 | 1501002237 | FILTER, 30/30, DUAL 9, HIGH-CAPACITY, MERV 9, 20X25X2 | 1501002237 - FILTER, 30/30, DUAL 9, HIGH-CAPACITY, MERV 9, 20X25X2 |  |  |  | 4 |  | 16.46 | 65.84 | October | 2026
B0050 FCU-3B-5 | 001 | 000007091205 | 2026-10-20 00:13 | 1501002235 | FILTER, 30/30, DUAL 9, HIGH-CAPACITY, MERV 9, 16X20X2 | 1501002235 - FILTER, 30/30, DUAL 9, HIGH-CAPACITY, MERV 9, 16X20X2 |  |  |  | 2 |  | 0 | 0 | October | 2026
B0050 FCU-3A-6 | 001 | 000007091206 | 2026-10-21 00:13 | 1501002235 | FILTER, 30/30, DUAL 9, HIGH-CAPACITY, MERV 9, 16X20X2 | 1501002235 - FILTER, 30/30, DUAL 9, HIGH-CAPACITY, MERV 9, 16X20X2 |  |  |  | 2 |  | 0 | 0 | October | 2026
125A DAHU-1 Q | 001 | 000006093750 | 2026-10-28 00:09 | 1501001147 | FILTER, 18 X 24 X 2, PLEATED MDL 40 HI-CAP MERV 10 (18X24X2) | 1501001147 - FILTER, 18 X 24 X 2, PLEATED MDL 40 HI-CAP MERV 10 (18X24X2) |  |  |  | 4 |  | 0 | 0 | October | 2026
0128 AHU-1 SA | 001 | 000008092180 | 2026-10-29 | 1501002233 | FILTER, 30/30, DUAL 9, HIGH-CAPACITY, MERV 9, 20X24X2 | 1501002233 - FILTER, 30/30, DUAL 9, HIGH-CAPACITY, MERV 9, 20X24X2 |  |  |  | 36 |  | 0 | 0 | October | 2026
0128 AHU-2 SA | 001 | 000008092181 | 2026-10-29 | 1501002233 | FILTER, 30/30, DUAL 9, HIGH-CAPACITY, MERV 9, 20X24X2 | 1501002233 - FILTER, 30/30, DUAL 9, HIGH-CAPACITY, MERV 9, 20X24X2 |  |  |  | 36 |  | 0 | 0 | October | 2026
125A DAHU-1 SA | 001 | 000006093750 | 2026-10-29 | 1501001147 | FILTER, 18 X 24 X 2, PLEATED MDL 40 HI-CAP MERV 10 (18X24X2) | 1501001147 - FILTER, 18 X 24 X 2, PLEATED MDL 40 HI-CAP MERV 10 (18X24X2) |  |  |  | 4 |  | 0 | 0 | October | 2026
B0050 AHU-3B-1 | 001 | 000000036011 | 2026-11-03 00:13 | 1501002237 | FILTER, 30/30, DUAL 9, HIGH-CAPACITY, MERV 9, 20X25X2 | 1501002237 - FILTER, 30/30, DUAL 9, HIGH-CAPACITY, MERV 9, 20X25X2 |  |  |  | 24 |  | 16.46 | 395.04 | November | 2026
B0050 AHU-3B-1 | 001 | 000000036011 | 2026-11-03 00:13 | 1501001160 | FILTER, 12 X 25 X 2, PLEATED MDL 40 HI-CAP MERV 10(12X25X2) | 1501001160 - FILTER, 12 X 25 X 2, PLEATED MDL 40 HI-CAP MERV 10(12X25X2) |  |  |  | 12 |  | 8.65 | 103.8 | November | 2026
B0050 AHU-3C-1 | 001 | 000007091214 | 2026-11-03 00:13 | 1501002237 | FILTER, 30/30, DUAL 9, HIGH-CAPACITY, MERV 9, 20X25X2 | 1501002237 - FILTER, 30/30, DUAL 9, HIGH-CAPACITY, MERV 9, 20X25X2 |  |  |  | 24 |  | 16.46 | 395.04 | November | 2026
B0050 AHU-3C-1 | 001 | 000007091214 | 2026-11-03 00:13 | 1501001160 | FILTER, 12 X 25 X 2, PLEATED MDL 40 HI-CAP MERV 10(12X25X2) | 1501001160 - FILTER, 12 X 25 X 2, PLEATED MDL 40 HI-CAP MERV 10(12X25X2) |  |  |  | 12 |  | 8.65 | 103.8 | November | 2026
B0050 FCU-1C-1 | 001 | 000008091083 | 2026-11-03 00:13 | 1501002236 | FILTER, 30/30, DUAL 9, HIGH-CAPACITY, MERV 9, 16X25X2 | 1501002236 - FILTER, 30/30, DUAL 9, HIGH-CAPACITY, MERV 9, 16X25X2 |  |  |  | 1 |  | 0 | 0 | November | 2026
B0050 FCU-1C-2 | 001 | 000007091597 | 2026-11-03 00:13 | 1501002235 | FILTER, 30/30, DUAL 9, HIGH-CAPACITY, MERV 9, 16X20X2 | 1501002235 - FILTER, 30/30, DUAL 9, HIGH-CAPACITY, MERV 9, 16X20X2 |  |  |  | 2 |  | 0 | 0 | November | 2026
B0050 FCU-1C-3 | 001 | 000008091227 | 2026-11-03 00:13 | 1501002236 | FILTER, 30/30, DUAL 9, HIGH-CAPACITY, MERV 9, 16X25X2 | 1501002236 - FILTER, 30/30, DUAL 9, HIGH-CAPACITY, MERV 9, 16X25X2 |  |  |  | 1 |  | 0 | 0 | November | 2026
B0050 FCU-1C-5 | 001 | 000007091596 | 2026-11-03 00:13 | 1501001093 | FILTER, 8.875 X 33.5 X 1, PLEATED MDL 40 HI-CAP MERV 10 (8 7/8 X 33 1/2 X 1, 8 7/8X33 1/2X1, 8.875X33.5X1) | 1501001093 - FILTER, 8.875 X 33.5 X 1, PLEATED MDL 40 HI-CAP MERV 10 (8 7/8 X 33 1/2 X 1, 8 7/8X33 1/2X1, 8.875X33.5X1) |  |  |  | 1 |  | 7.32 | 7.32 | November | 2026
B0050 FCU-2A-5 | 001 | 000007091589 | 2026-11-03 00:13 | 1501001092 | FILTER, 8.875 X 24 X 1, PLEATED MDL 40 HI-CAP MERV 10 (8 7/8 X 24 X 1, 8 7/8X24X1, 8.875X24X1), BUILDING 135 | 1501001092 - FILTER, 8.875 X 24 X 1, PLEATED MDL 40 HI-CAP MERV 10 (8 7/8 X 24 X 1, 8 7/8X24X1, 8.875X24X1), BUILDING 135 |  |  |  | 1 |  | 4.5197 | 4.5197 | November | 2026
B0050 FCU-2A-6 | 001 | 000007091590 | 2026-11-03 00:13 | 1501002232 | FILTER, 30/30, DUAL 9, HIGH-CAPACITY, MERV 9, 20X20X2 | 1501002232 - FILTER, 30/30, DUAL 9, HIGH-CAPACITY, MERV 9, 20X20X2 |  |  |  | 2 |  | 0 | 0 | November | 2026
B0050 FCU-2B-7 | 001 | 000007091591 | 2026-11-03 00:13 | 1501002235 | FILTER, 30/30, DUAL 9, HIGH-CAPACITY, MERV 9, 16X20X2 | 1501002235 - FILTER, 30/30, DUAL 9, HIGH-CAPACITY, MERV 9, 16X20X2 |  |  |  | 2 |  | 0 | 0 | November | 2026
B0050 FCU-2B-8 | 001 | 000008091082 | 2026-11-03 00:13 | 1501001506 | FILTER, 9 INCH X 33 INCH X 1 INCH, PLEATED MDL 40 HI-CAP MERV 10 (9X33X1) | 1501001506 - FILTER, 9 INCH X 33 INCH X 1 INCH, PLEATED MDL 40 HI-CAP MERV 10 (9X33X1) |  |  |  | 1 |  | 0 | 0 | November | 2026
B0050 FCU-2B-9 | 001 | 000008091077 | 2026-11-03 00:13 | 1501002204 | FILTER, BAG, 20X20X12, MERV14A, CAMFIL 8P, 405619D12 (REPLACES 1501001202) | 1501002204 - FILTER, BAG, 20X20X12, MERV14A, CAMFIL 8P, 405619D12 (REPLACES 1501001202) |  |  |  | 2 |  | 0 | 0 | November | 2026
B0050 FCU-2B-9 | 001 | 000008091077 | 2026-11-03 00:13 | 1501001357 | BELT, #AX-45, AX45 (COG TYPE) | 1501001357 - BELT, #AX-45, AX45 (COG TYPE) |  |  |  | 1 |  | 0 | 0 | November | 2026
B0050 FCU-2C-1 | 001 | 000008091078 | 2026-11-03 00:13 | 1501002204 | FILTER, BAG, 20X20X12, MERV14A, CAMFIL 8P, 405619D12 (REPLACES 1501001202) | 1501002204 - FILTER, BAG, 20X20X12, MERV14A, CAMFIL 8P, 405619D12 (REPLACES 1501001202) |  |  |  | 2 |  | 0 | 0 | November | 2026
B0050 FCU-2C-1 | 001 | 000008091078 | 2026-11-03 00:13 | 1501001357 | BELT, #AX-45, AX45 (COG TYPE) | 1501001357 - BELT, #AX-45, AX45 (COG TYPE) |  |  |  | 1 |  | 0 | 0 | November | 2026
B0050 FCU-2C-2 | 001 | 000007091592 | 2026-11-03 00:13 | 1501001529 | FILTER, 8.875 X 61.125 X 1, PLEATED MDL 40 HI-CAP MERV 10 (8 7/8 X 61 1/8 X1, 8 7/8X61 1/8X1, 8.875X61.125X1) | 1501001529 - FILTER, 8.875 X 61.125 X 1, PLEATED MDL 40 HI-CAP MERV 10 (8 7/8 X 61 1/8 X1, 8 7/8X61 1/8X1, 8.875X61.125X1) |  |  |  | 1 |  | 16.89 | 16.89 | November | 2026
B0050 FCU-2C-3 | 001 | 000008091079 | 2026-11-03 00:13 | 1501002204 | FILTER, BAG, 20X20X12, MERV14A, CAMFIL 8P, 405619D12 (REPLACES 1501001202) | 1501002204 - FILTER, BAG, 20X20X12, MERV14A, CAMFIL 8P, 405619D12 (REPLACES 1501001202) |  |  |  | 2 |  | 0 | 0 | November | 2026
B0050 FCU-2C-3 | 001 | 000008091079 | 2026-11-03 00:13 | 1501001357 | BELT, #AX-45, AX45 (COG TYPE) | 1501001357 - BELT, #AX-45, AX45 (COG TYPE) |  |  |  | 1 |  | 0 | 0 | November | 2026
B0050 FCU-2D-1 | 001 | 000008091080 | 2026-11-03 00:13 | 1501002204 | FILTER, BAG, 20X20X12, MERV14A, CAMFIL 8P, 405619D12 (REPLACES 1501001202) | 1501002204 - FILTER, BAG, 20X20X12, MERV14A, CAMFIL 8P, 405619D12 (REPLACES 1501001202) |  |  |  | 2 |  | 0 | 0 | November | 2026
B0050 FCU-2D-1 | 001 | 000008091080 | 2026-11-03 00:13 | 1501001357 | BELT, #AX-45, AX45 (COG TYPE) | 1501001357 - BELT, #AX-45, AX45 (COG TYPE) |  |  |  | 1 |  | 0 | 0 | November | 2026
B0050 FCU-2D-2 | 001 | 000008091081 | 2026-11-03 00:13 | 1501002235 | FILTER, 30/30, DUAL 9, HIGH-CAPACITY, MERV 9, 16X20X2 | 1501002235 - FILTER, 30/30, DUAL 9, HIGH-CAPACITY, MERV 9, 16X20X2 |  |  |  | 2 |  | 0 | 0 | November | 2026
B0050 FCU-3A-7 | 001 | 000007091593 | 2026-11-03 00:13 | 1501001506 | FILTER, 9 INCH X 33 INCH X 1 INCH, PLEATED MDL 40 HI-CAP MERV 10 (9X33X1) | 1501001506 - FILTER, 9 INCH X 33 INCH X 1 INCH, PLEATED MDL 40 HI-CAP MERV 10 (9X33X1) |  |  |  | 1 |  | 0 | 0 | November | 2026
B0050 FCU-3B-6 | 001 | 000007091594 | 2026-11-03 00:13 | 1501001160 | FILTER, 12 X 25 X 2, PLEATED MDL 40 HI-CAP MERV 10(12X25X2) | 1501001160 - FILTER, 12 X 25 X 2, PLEATED MDL 40 HI-CAP MERV 10(12X25X2) |  |  |  | 4 |  | 8.65 | 34.6 | November | 2026
B0050 VAV-1E-07 | 001 | 000006091046 | 2026-11-03 00:13 | 1501001134 | FILTER, 20 X 30 X 1, PLEATED MDL 40 HI-CAP MERV 10 (20X30X1) | 1501001134 - FILTER, 20 X 30 X 1, PLEATED MDL 40 HI-CAP MERV 10 (20X30X1) |  |  |  | 1 |  | 0 | 0 | November | 2026
B0050 VAV-1F-02 | 001 | 000006091051 | 2026-11-03 00:13 | 1501001142 | FILTER, 16 X 16 X 1, PLEATED MDL 40 HI-CAP MERV 10 (16X16X1) | 1501001142 - FILTER, 16 X 16 X 1, PLEATED MDL 40 HI-CAP MERV 10 (16X16X1) |  |  |  | 1 |  | 0 | 0 | November | 2026
B0050 VAV-1F-03 | 001 | 000006091052 | 2026-11-03 00:13 | 1501001142 | FILTER, 16 X 16 X 1, PLEATED MDL 40 HI-CAP MERV 10 (16X16X1) | 1501001142 - FILTER, 16 X 16 X 1, PLEATED MDL 40 HI-CAP MERV 10 (16X16X1) |  |  |  | 1 |  | 0 | 0 | November | 2026
B0050 VAV-1F-04 | 001 | 000006091053 | 2026-11-03 00:13 | 1501001142 | FILTER, 16 X 16 X 1, PLEATED MDL 40 HI-CAP MERV 10 (16X16X1) | 1501001142 - FILTER, 16 X 16 X 1, PLEATED MDL 40 HI-CAP MERV 10 (16X16X1) |  |  |  | 1 |  | 0 | 0 | November | 2026
B0050 VAV-1F-07 | 001 | 000006091054 | 2026-11-03 00:13 | 1501001142 | FILTER, 16 X 16 X 1, PLEATED MDL 40 HI-CAP MERV 10 (16X16X1) | 1501001142 - FILTER, 16 X 16 X 1, PLEATED MDL 40 HI-CAP MERV 10 (16X16X1) |  |  |  | 1 |  | 0 | 0 | November | 2026
B0050 VAV-1F-13 | 001 | 000006091055 | 2026-11-03 00:13 | 1501001142 | FILTER, 16 X 16 X 1, PLEATED MDL 40 HI-CAP MERV 10 (16X16X1) | 1501001142 - FILTER, 16 X 16 X 1, PLEATED MDL 40 HI-CAP MERV 10 (16X16X1) |  |  |  | 1 |  | 0 | 0 | November | 2026
B0050 VAV-3E-01 | 001 | 000006091047 | 2026-11-03 00:13 | 1501001134 | FILTER, 20 X 30 X 1, PLEATED MDL 40 HI-CAP MERV 10 (20X30X1) | 1501001134 - FILTER, 20 X 30 X 1, PLEATED MDL 40 HI-CAP MERV 10 (20X30X1) |  |  |  | 1 |  | 0 | 0 | November | 2026
B0050 VAV-3E-02 | 001 | 000006091048 | 2026-11-03 00:13 | 1501001142 | FILTER, 16 X 16 X 1, PLEATED MDL 40 HI-CAP MERV 10 (16X16X1) | 1501001142 - FILTER, 16 X 16 X 1, PLEATED MDL 40 HI-CAP MERV 10 (16X16X1) |  |  |  | 1 |  | 0 | 0 | November | 2026
B0050 VAV-3E-03 | 001 | 000006091049 | 2026-11-03 00:13 | 1501001142 | FILTER, 16 X 16 X 1, PLEATED MDL 40 HI-CAP MERV 10 (16X16X1) | 1501001142 - FILTER, 16 X 16 X 1, PLEATED MDL 40 HI-CAP MERV 10 (16X16X1) |  |  |  | 1 |  | 0 | 0 | November | 2026
B0050 VAV-3E-04 | 001 | 000006091050 | 2026-11-03 00:13 | 1501001142 | FILTER, 16 X 16 X 1, PLEATED MDL 40 HI-CAP MERV 10 (16X16X1) | 1501001142 - FILTER, 16 X 16 X 1, PLEATED MDL 40 HI-CAP MERV 10 (16X16X1) |  |  |  | 1 |  | 0 | 0 | November | 2026
B0050 VAV-4 | 001 | 000008091142 | 2026-11-03 00:13 | 1501001142 | FILTER, 16 X 16 X 1, PLEATED MDL 40 HI-CAP MERV 10 (16X16X1) | 1501001142 - FILTER, 16 X 16 X 1, PLEATED MDL 40 HI-CAP MERV 10 (16X16X1) |  |  |  | 1 |  | 0 | 0 | November | 2026
B0050 AHU-1E Q | 001 | 000006090206 | 2026-11-10 00:13 | 1501001094 | FILTER, 20 X 24 X 2, PLEATED MDL 40 HI-CAP MERV 10 (20X24X2, 24X20X2, 24 X 20 X 2)) | 1501001094 - FILTER, 20 X 24 X 2, PLEATED MDL 40 HI-CAP MERV 10 (20X24X2, 24X20X2, 24 X 20 X 2)) |  |  |  | 12 |  | 0 | 0 | November | 2026
B0050 AHU-1E Q | 001 | 000006090206 | 2026-11-10 00:13 | 1501001119 | FILTER, 24 X 24 X 2, PLEATED MDL 40 HI-CAP MERV 10 (24X24X2) | 1501001119 - FILTER, 24 X 24 X 2, PLEATED MDL 40 HI-CAP MERV 10 (24X24X2) |  |  |  | 12 |  | 0 | 0 | November | 2026
B0050 AHU-1E Q | 001 | 000006090206 | 2026-11-10 00:13 | 1501001121 | FILTER, 20 X 20 X 2, PLEATED MDL 40 STANDARD MERV 10 (20X20X2) | 1501001121 - FILTER, 20 X 20 X 2, PLEATED MDL 40 STANDARD MERV 10 (20X20X2) |  |  |  | 12 |  | 0 | 0 | November | 2026
B0050 AHU-1F Q | 001 | 000006090213 | 2026-11-10 00:13 | 1501001094 | FILTER, 20 X 24 X 2, PLEATED MDL 40 HI-CAP MERV 10 (20X24X2, 24X20X2, 24 X 20 X 2)) | 1501001094 - FILTER, 20 X 24 X 2, PLEATED MDL 40 HI-CAP MERV 10 (20X24X2, 24X20X2, 24 X 20 X 2)) |  |  |  | 6 |  | 0 | 0 | November | 2026
B0050 AHU-1F Q | 001 | 000006090213 | 2026-11-10 00:13 | 1501001119 | FILTER, 24 X 24 X 2, PLEATED MDL 40 HI-CAP MERV 10 (24X24X2) | 1501001119 - FILTER, 24 X 24 X 2, PLEATED MDL 40 HI-CAP MERV 10 (24X24X2) |  |  |  | 1 |  | 0 | 0 | November | 2026
B0050 AHU-1F Q | 001 | 000006090213 | 2026-11-10 00:13 | 1501001121 | FILTER, 20 X 20 X 2, PLEATED MDL 40 STANDARD MERV 10 (20X20X2) | 1501001121 - FILTER, 20 X 20 X 2, PLEATED MDL 40 STANDARD MERV 10 (20X20X2) |  |  |  | 8 |  | 0 | 0 | November | 2026
B0050 AHU-2E Q | 001 | 000006090207 | 2026-11-18 00:13 | 1501001119 | FILTER, 24 X 24 X 2, PLEATED MDL 40 HI-CAP MERV 10 (24X24X2) | 1501001119 - FILTER, 24 X 24 X 2, PLEATED MDL 40 HI-CAP MERV 10 (24X24X2) |  |  |  | 2 |  | 0 | 0 | November | 2026
B0050 AHU-2E Q | 001 | 000006090207 | 2026-11-18 00:13 | 1501001125 | FILTER, 12 X 24 X 2, PLEATED MDL 40 HI-CAP MERV 10 (12X24X2) | 1501001125 - FILTER, 12 X 24 X 2, PLEATED MDL 40 HI-CAP MERV 10 (12X24X2) |  |  |  | 2 |  | 0 | 0 | November | 2026
B0050 AHU-3E Q | 001 | 000006090208 | 2026-11-18 00:13 | 1501001094 | FILTER, 20 X 24 X 2, PLEATED MDL 40 HI-CAP MERV 10 (20X24X2, 24X20X2, 24 X 20 X 2)) | 1501001094 - FILTER, 20 X 24 X 2, PLEATED MDL 40 HI-CAP MERV 10 (20X24X2, 24X20X2, 24 X 20 X 2)) |  |  |  | 2 |  | 0 | 0 | November | 2026
B0050 AHU-3E Q | 001 | 000006090208 | 2026-11-18 00:13 | 1501001121 | FILTER, 20 X 20 X 2, PLEATED MDL 40 STANDARD MERV 10 (20X20X2) | 1501001121 - FILTER, 20 X 20 X 2, PLEATED MDL 40 STANDARD MERV 10 (20X20X2) |  |  |  | 2 |  | 0 | 0 | November | 2026
B0050 AHU-4E Q | 001 | 000006090209 | 2026-11-18 00:13 | 1501001094 | FILTER, 20 X 24 X 2, PLEATED MDL 40 HI-CAP MERV 10 (20X24X2, 24X20X2, 24 X 20 X 2)) | 1501001094 - FILTER, 20 X 24 X 2, PLEATED MDL 40 HI-CAP MERV 10 (20X24X2, 24X20X2, 24 X 20 X 2)) |  |  |  | 2 |  | 0 | 0 | November | 2026
B0050 AHU-4E Q | 001 | 000006090209 | 2026-11-18 00:13 | 1501001121 | FILTER, 20 X 20 X 2, PLEATED MDL 40 STANDARD MERV 10 (20X20X2) | 1501001121 - FILTER, 20 X 20 X 2, PLEATED MDL 40 STANDARD MERV 10 (20X20X2) |  |  |  | 2 |  | 0 | 0 | November | 2026
B0050 AHU-5E Q | 001 | 000006090210 | 2026-11-24 00:13 | 1501001094 | FILTER, 20 X 24 X 2, PLEATED MDL 40 HI-CAP MERV 10 (20X24X2, 24X20X2, 24 X 20 X 2)) | 1501001094 - FILTER, 20 X 24 X 2, PLEATED MDL 40 HI-CAP MERV 10 (20X24X2, 24X20X2, 24 X 20 X 2)) |  |  |  | 2 |  | 0 | 0 | November | 2026
B0050 AHU-5E Q | 001 | 000006090210 | 2026-11-24 00:13 | 1501001121 | FILTER, 20 X 20 X 2, PLEATED MDL 40 STANDARD MERV 10 (20X20X2) | 1501001121 - FILTER, 20 X 20 X 2, PLEATED MDL 40 STANDARD MERV 10 (20X20X2) |  |  |  | 2 |  | 0 | 0 | November | 2026
B0050 AHU-6E Q | 001 | 000006090211 | 2026-11-24 00:13 | 1501001094 | FILTER, 20 X 24 X 2, PLEATED MDL 40 HI-CAP MERV 10 (20X24X2, 24X20X2, 24 X 20 X 2)) | 1501001094 - FILTER, 20 X 24 X 2, PLEATED MDL 40 HI-CAP MERV 10 (20X24X2, 24X20X2, 24 X 20 X 2)) |  |  |  | 2 |  | 0 | 0 | November | 2026
B0050 AHU-6E Q | 001 | 000006090211 | 2026-11-24 00:13 | 1501001121 | FILTER, 20 X 20 X 2, PLEATED MDL 40 STANDARD MERV 10 (20X20X2) | 1501001121 - FILTER, 20 X 20 X 2, PLEATED MDL 40 STANDARD MERV 10 (20X20X2) |  |  |  | 2 |  | 0 | 0 | November | 2026
B0050 AHU-7E Q | 001 | 000006090212 | 2026-11-24 00:13 | 1501001119 | FILTER, 24 X 24 X 2, PLEATED MDL 40 HI-CAP MERV 10 (24X24X2) | 1501001119 - FILTER, 24 X 24 X 2, PLEATED MDL 40 HI-CAP MERV 10 (24X24X2) |  |  |  | 2 |  | 0 | 0 | November | 2026
B0050 AHU-7E Q | 001 | 000006090212 | 2026-11-24 00:13 | 1501001125 | FILTER, 12 X 24 X 2, PLEATED MDL 40 HI-CAP MERV 10 (12X24X2) | 1501001125 - FILTER, 12 X 24 X 2, PLEATED MDL 40 HI-CAP MERV 10 (12X24X2) |  |  |  | 1 |  | 0 | 0 | November | 2026
B0050 FCU-2B-5 | 001 | 000008092126 | 2026-11-25 00:13 | 1501001160 | FILTER, 12 X 25 X 2, PLEATED MDL 40 HI-CAP MERV 10(12X25X2) | 1501001160 - FILTER, 12 X 25 X 2, PLEATED MDL 40 HI-CAP MERV 10(12X25X2) |  |  |  | 1 |  | 8.65 | 8.65 | November | 2026
B0050 FCU-2B-6 | 001 | 000008092127 | 2026-11-25 00:13 | 1501001160 | FILTER, 12 X 25 X 2, PLEATED MDL 40 HI-CAP MERV 10(12X25X2) | 1501001160 - FILTER, 12 X 25 X 2, PLEATED MDL 40 HI-CAP MERV 10(12X25X2) |  |  |  | 1 |  | 8.65 | 8.65 | November | 2026
0082 DAHU-1 A | 001 | 000000071000 | 2026-12-02 | 1501001094 | FILTER, 20 X 24 X 2, PLEATED MDL 40 HI-CAP MERV 10 (20X24X2, 24X20X2, 24 X 20 X 2)) | 1501001094 - FILTER, 20 X 24 X 2, PLEATED MDL 40 HI-CAP MERV 10 (20X24X2, 24X20X2, 24 X 20 X 2)) |  |  |  | 4 |  | 0 | 0 | December | 2026
0082 DAHU-1 A | 001 | 000000071000 | 2026-12-02 | 1501001121 | FILTER, 20 X 20 X 2, PLEATED MDL 40 STANDARD MERV 10 (20X20X2) | 1501001121 - FILTER, 20 X 20 X 2, PLEATED MDL 40 STANDARD MERV 10 (20X20X2) |  |  |  | 2 |  | 0 | 0 | December | 2026
0082 DAHU-4 A | 001 | 000000071002 | 2026-12-02 | 1501001141 | FILTER, 16 X 25 X 1, PLEATED MDL 40 HI-CAP MERV 10 (16X25X1) | 1501001141 - FILTER, 16 X 25 X 1, PLEATED MDL 40 HI-CAP MERV 10 (16X25X1) |  |  |  | 3 |  | 0 | 0 | December | 2026
0082F AHU-1 A | 001 | 000000071080 | 2026-12-02 | 1501001141 | FILTER, 16 X 25 X 1, PLEATED MDL 40 HI-CAP MERV 10 (16X25X1) | 1501001141 - FILTER, 16 X 25 X 1, PLEATED MDL 40 HI-CAP MERV 10 (16X25X1) |  |  |  | 3 |  | 0 | 0 | December | 2026
0082F AHU-1 A | 001 | 000000071080 | 2026-12-02 | 1501001534 | FILTER, 12 X 24 X 1, PLEATED MDL 40 HI-CAP MERV 10 (12X24X1) | 1501001534 - FILTER, 12 X 24 X 1, PLEATED MDL 40 HI-CAP MERV 10 (12X24X1) |  |  |  | 1 |  | 3.0238 | 3.0238 | December | 2026
0136 AHU-1 SA | 001 | 000000320011 | 2026-12-02 | 1501002235 | FILTER, 30/30, DUAL 9, HIGH-CAPACITY, MERV 9, 16X20X2 | 1501002235 - FILTER, 30/30, DUAL 9, HIGH-CAPACITY, MERV 9, 16X20X2 |  |  |  | 6 |  | 0 | 0 | December | 2026
0136 FCU 1-1 Q | 001 | 000000320007 | 2026-12-04 00:07 | 1501001094 | FILTER, 20 X 24 X 2, PLEATED MDL 40 HI-CAP MERV 10 (20X24X2, 24X20X2, 24 X 20 X 2)) | 1501001094 - FILTER, 20 X 24 X 2, PLEATED MDL 40 HI-CAP MERV 10 (20X24X2, 24X20X2, 24 X 20 X 2)) |  |  |  | 2 |  | 0 | 0 | December | 2026
0136 FCU 2-1 Q | 001 | 000000320008 | 2026-12-04 00:07 | 1501001123 | FILTER, 16 X 20 X 2, PLEATED MDL 40 HI-CAP MERV 10 (16X20X2) | 1501001123 - FILTER, 16 X 20 X 2, PLEATED MDL 40 HI-CAP MERV 10 (16X20X2) |  |  |  | 2 |  | 0 | 0 | December | 2026
0136 FCU 3-1 Q | 001 | 000000320010 | 2026-12-04 00:07 | 1501001123 | FILTER, 16 X 20 X 2, PLEATED MDL 40 HI-CAP MERV 10 (16X20X2) | 1501001123 - FILTER, 16 X 20 X 2, PLEATED MDL 40 HI-CAP MERV 10 (16X20X2) |  |  |  | 2 |  | 0 | 0 | December | 2026
0077 AHU-4 Q | 001 | 000000067007 | 2026-12-07 00:06 | 1501001094 | FILTER, 20 X 24 X 2, PLEATED MDL 40 HI-CAP MERV 10 (20X24X2, 24X20X2, 24 X 20 X 2)) | 1501001094 - FILTER, 20 X 24 X 2, PLEATED MDL 40 HI-CAP MERV 10 (20X24X2, 24X20X2, 24 X 20 X 2)) |  |  |  | 4 |  | 0 | 0 | December | 2026
0077 AHU-4 Q | 001 | 000000067007 | 2026-12-07 00:06 | 1501001119 | FILTER, 24 X 24 X 2, PLEATED MDL 40 HI-CAP MERV 10 (24X24X2) | 1501001119 - FILTER, 24 X 24 X 2, PLEATED MDL 40 HI-CAP MERV 10 (24X24X2) |  |  |  | 2 |  | 0 | 0 | December | 2026
0077 AHU-4 Q | 001 | 000000067007 | 2026-12-07 00:06 | 1501001125 | FILTER, 12 X 24 X 2, PLEATED MDL 40 HI-CAP MERV 10 (12X24X2) | 1501001125 - FILTER, 12 X 24 X 2, PLEATED MDL 40 HI-CAP MERV 10 (12X24X2) |  |  |  | 2 |  | 0 | 0 | December | 2026
B0050 FCU-2A-4 | 001 | 000008092121 | 2026-12-08 00:13 | 1501001160 | FILTER, 12 X 25 X 2, PLEATED MDL 40 HI-CAP MERV 10(12X25X2) | 1501001160 - FILTER, 12 X 25 X 2, PLEATED MDL 40 HI-CAP MERV 10(12X25X2) |  |  |  | 1 |  | 8.65 | 8.65 | December | 2026
B0050 FCU-2B-1 | 001 | 000008092122 | 2026-12-08 00:13 | 1501001160 | FILTER, 12 X 25 X 2, PLEATED MDL 40 HI-CAP MERV 10(12X25X2) | 1501001160 - FILTER, 12 X 25 X 2, PLEATED MDL 40 HI-CAP MERV 10(12X25X2) |  |  |  | 1 |  | 8.65 | 8.65 | December | 2026
B0050 FCU-2B-2 | 001 | 000008092123 | 2026-12-08 00:13 | 1501001160 | FILTER, 12 X 25 X 2, PLEATED MDL 40 HI-CAP MERV 10(12X25X2) | 1501001160 - FILTER, 12 X 25 X 2, PLEATED MDL 40 HI-CAP MERV 10(12X25X2) |  |  |  | 1 |  | 8.65 | 8.65 | December | 2026
B0050 AHU-2F Q | 001 | 000006090214 | 2026-12-09 00:13 | 1501001119 | FILTER, 24 X 24 X 2, PLEATED MDL 40 HI-CAP MERV 10 (24X24X2) | 1501001119 - FILTER, 24 X 24 X 2, PLEATED MDL 40 HI-CAP MERV 10 (24X24X2) |  |  |  | 2 |  | 0 | 0 | December | 2026
B0050 AHU-2F Q | 001 | 000006090214 | 2026-12-09 00:13 | 1501001125 | FILTER, 12 X 24 X 2, PLEATED MDL 40 HI-CAP MERV 10 (12X24X2) | 1501001125 - FILTER, 12 X 24 X 2, PLEATED MDL 40 HI-CAP MERV 10 (12X24X2) |  |  |  | 2 |  | 0 | 0 | December | 2026
B0050 AHU-3F Q | 001 | 000006090215 | 2026-12-09 00:13 | 1501001094 | FILTER, 20 X 24 X 2, PLEATED MDL 40 HI-CAP MERV 10 (20X24X2, 24X20X2, 24 X 20 X 2)) | 1501001094 - FILTER, 20 X 24 X 2, PLEATED MDL 40 HI-CAP MERV 10 (20X24X2, 24X20X2, 24 X 20 X 2)) |  |  |  | 2 |  | 0 | 0 | December | 2026
B0050 AHU-3F Q | 001 | 000006090215 | 2026-12-09 00:13 | 1501001121 | FILTER, 20 X 20 X 2, PLEATED MDL 40 STANDARD MERV 10 (20X20X2) | 1501001121 - FILTER, 20 X 20 X 2, PLEATED MDL 40 STANDARD MERV 10 (20X20X2) |  |  |  | 2 |  | 0 | 0 | December | 2026
B0050 AHU-4F Q | 001 | 000006090216 | 2026-12-09 00:13 | 1501001094 | FILTER, 20 X 24 X 2, PLEATED MDL 40 HI-CAP MERV 10 (20X24X2, 24X20X2, 24 X 20 X 2)) | 1501001094 - FILTER, 20 X 24 X 2, PLEATED MDL 40 HI-CAP MERV 10 (20X24X2, 24X20X2, 24 X 20 X 2)) |  |  |  | 2 |  | 0 | 0 | December | 2026
B0050 AHU-4F Q | 001 | 000006090216 | 2026-12-09 00:13 | 1501001121 | FILTER, 20 X 20 X 2, PLEATED MDL 40 STANDARD MERV 10 (20X20X2) | 1501001121 - FILTER, 20 X 20 X 2, PLEATED MDL 40 STANDARD MERV 10 (20X20X2) |  |  |  | 2 |  | 0 | 0 | December | 2026
B0050 AHU-5F Q | 001 | 000006090217 | 2026-12-09 00:13 | 1501001121 | FILTER, 20 X 20 X 2, PLEATED MDL 40 STANDARD MERV 10 (20X20X2) | 1501001121 - FILTER, 20 X 20 X 2, PLEATED MDL 40 STANDARD MERV 10 (20X20X2) |  |  |  | 2 |  | 0 | 0 | December | 2026
B0050 AHU-5F Q | 001 | 000006090217 | 2026-12-09 00:13 | 1501001094 | FILTER, 20 X 24 X 2, PLEATED MDL 40 HI-CAP MERV 10 (20X24X2, 24X20X2, 24 X 20 X 2)) | 1501001094 - FILTER, 20 X 24 X 2, PLEATED MDL 40 HI-CAP MERV 10 (20X24X2, 24X20X2, 24 X 20 X 2)) |  |  |  | 2 |  | 0 | 0 | December | 2026
B0050 AHU-6F Q | 001 | 000006090218 | 2026-12-09 00:13 | 1501001121 | FILTER, 20 X 20 X 2, PLEATED MDL 40 STANDARD MERV 10 (20X20X2) | 1501001121 - FILTER, 20 X 20 X 2, PLEATED MDL 40 STANDARD MERV 10 (20X20X2) |  |  |  | 2 |  | 0 | 0 | December | 2026
B0050 AHU-6F Q | 001 | 000006090218 | 2026-12-09 00:13 | 1501001094 | FILTER, 20 X 24 X 2, PLEATED MDL 40 HI-CAP MERV 10 (20X24X2, 24X20X2, 24 X 20 X 2)) | 1501001094 - FILTER, 20 X 24 X 2, PLEATED MDL 40 HI-CAP MERV 10 (20X24X2, 24X20X2, 24 X 20 X 2)) |  |  |  | 2 |  | 0 | 0 | December | 2026
B0050 AHU-7F Q | 001 | 000006090219 | 2026-12-09 00:13 | 1501001119 | FILTER, 24 X 24 X 2, PLEATED MDL 40 HI-CAP MERV 10 (24X24X2) | 1501001119 - FILTER, 24 X 24 X 2, PLEATED MDL 40 HI-CAP MERV 10 (24X24X2) |  |  |  | 2 |  | 0 | 0 | December | 2026
B0050 AHU-7F Q | 001 | 000006090219 | 2026-12-09 00:13 | 1501001125 | FILTER, 12 X 24 X 2, PLEATED MDL 40 HI-CAP MERV 10 (12X24X2) | 1501001125 - FILTER, 12 X 24 X 2, PLEATED MDL 40 HI-CAP MERV 10 (12X24X2) |  |  |  | 1 |  | 0 | 0 | December | 2026
B0050 FCU-2B-3 | 001 | 000008092124 | 2026-12-09 00:13 | 1501001160 | FILTER, 12 X 25 X 2, PLEATED MDL 40 HI-CAP MERV 10(12X25X2) | 1501001160 - FILTER, 12 X 25 X 2, PLEATED MDL 40 HI-CAP MERV 10(12X25X2) |  |  |  | 1 |  | 8.65 | 8.65 | December | 2026
B0050 FCU-2B-4 | 001 | 000008092125 | 2026-12-09 00:13 | 1501001160 | FILTER, 12 X 25 X 2, PLEATED MDL 40 HI-CAP MERV 10(12X25X2) | 1501001160 - FILTER, 12 X 25 X 2, PLEATED MDL 40 HI-CAP MERV 10(12X25X2) |  |  |  | 1 |  | 8.65 | 8.65 | December | 2026
0909 DAHU-2 A | 001 | 000000202004 | 2026-12-15 | 1501001133 | FILTER, 20 X 20 X 1, PLEATED MDL 40 STANDARD MERV 10 (20X20X1) | 1501001133 - FILTER, 20 X 20 X 1, PLEATED MDL 40 STANDARD MERV 10 (20X20X1) |  |  |  | 1 |  | 0 | 0 | December | 2026
0909 DAHU-3 A | 001 | 000000202005 | 2026-12-15 | 1501001133 | FILTER, 20 X 20 X 1, PLEATED MDL 40 STANDARD MERV 10 (20X20X1) | 1501001133 - FILTER, 20 X 20 X 1, PLEATED MDL 40 STANDARD MERV 10 (20X20X1) |  |  |  | 1 |  | 0 | 0 | December | 2026
B0050 FCU-3B-1 | 001 | 000007091208 | 2026-12-15 00:13 | 1501001160 | FILTER, 12 X 25 X 2, PLEATED MDL 40 HI-CAP MERV 10(12X25X2) | 1501001160 - FILTER, 12 X 25 X 2, PLEATED MDL 40 HI-CAP MERV 10(12X25X2) |  |  |  | 1 |  | 8.65 | 8.65 | December | 2026
B0050 FCU-3B-2 | 001 | 000007091209 | 2026-12-15 00:13 | 1501001160 | FILTER, 12 X 25 X 2, PLEATED MDL 40 HI-CAP MERV 10(12X25X2) | 1501001160 - FILTER, 12 X 25 X 2, PLEATED MDL 40 HI-CAP MERV 10(12X25X2) |  |  |  | 1 |  | 8.65 | 8.65 | December | 2026
0082F AHU-1 Q | 001 | 000000071080 | 2026-12-16 00:06 | 1501001141 | FILTER, 16 X 25 X 1, PLEATED MDL 40 HI-CAP MERV 10 (16X25X1) | 1501001141 - FILTER, 16 X 25 X 1, PLEATED MDL 40 HI-CAP MERV 10 (16X25X1) |  |  |  | 3 |  | 0 | 0 | December | 2026
0082F AHU-1 Q | 001 | 000000071080 | 2026-12-16 00:06 | 1501001534 | FILTER, 12 X 24 X 1, PLEATED MDL 40 HI-CAP MERV 10 (12X24X1) | 1501001534 - FILTER, 12 X 24 X 1, PLEATED MDL 40 HI-CAP MERV 10 (12X24X1) |  |  |  | 1 |  | 3.0238 | 3.0238 | December | 2026
0909 DAHU-2 Q | 001 | 000000202004 | 2026-12-16 00:06 | 1501001133 | FILTER, 20 X 20 X 1, PLEATED MDL 40 STANDARD MERV 10 (20X20X1) | 1501001133 - FILTER, 20 X 20 X 1, PLEATED MDL 40 STANDARD MERV 10 (20X20X1) |  |  |  | 1 |  | 0 | 0 | December | 2026
0909 DAHU-3 Q | 001 | 000000202005 | 2026-12-16 00:06 | 1501001133 | FILTER, 20 X 20 X 1, PLEATED MDL 40 STANDARD MERV 10 (20X20X1) | 1501001133 - FILTER, 20 X 20 X 1, PLEATED MDL 40 STANDARD MERV 10 (20X20X1) |  |  |  | 1 |  | 0 | 0 | December | 2026
B0050 FCU-2A-1 | 001 | 000008092119 | 2026-12-16 00:13 | 1501001160 | FILTER, 12 X 25 X 2, PLEATED MDL 40 HI-CAP MERV 10(12X25X2) | 1501001160 - FILTER, 12 X 25 X 2, PLEATED MDL 40 HI-CAP MERV 10(12X25X2) |  |  |  | 1 |  | 8.65 | 8.65 | December | 2026
B0050 FCU-2A-2 | 001 | 000008092200 | 2026-12-16 00:13 | 1501001160 | FILTER, 12 X 25 X 2, PLEATED MDL 40 HI-CAP MERV 10(12X25X2) | 1501001160 - FILTER, 12 X 25 X 2, PLEATED MDL 40 HI-CAP MERV 10(12X25X2) |  |  |  | 1 |  | 8.65 | 8.65 | December | 2026
B0050 FCU-2A-3 | 001 | 000008092120 | 2026-12-16 00:13 | 1501001160 | FILTER, 12 X 25 X 2, PLEATED MDL 40 HI-CAP MERV 10(12X25X2) | 1501001160 - FILTER, 12 X 25 X 2, PLEATED MDL 40 HI-CAP MERV 10(12X25X2) |  |  |  | 1 |  | 8.65 | 8.65 | December | 2026
B0050 FCU-3A-5 | 001 | 000007091207 | 2026-12-22 00:13 | 1501002235 | FILTER, 30/30, DUAL 9, HIGH-CAPACITY, MERV 9, 16X20X2 | 1501002235 - FILTER, 30/30, DUAL 9, HIGH-CAPACITY, MERV 9, 16X20X2 |  |  |  | 1 |  | 0 | 0 | December | 2026
B0050 FCU-3A-5 | 001 | 000007091207 | 2026-12-22 00:13 | 1501001127 | FILTER, 16 X 16 X 2, PLEATED MDL 40 HI-CAP MERV 10 (16X16X2) | 1501001127 - FILTER, 16 X 16 X 2, PLEATED MDL 40 HI-CAP MERV 10 (16X16X2) |  |  |  | 1 |  | 5.2706 | 5.2706 | December | 2026
B0050 FCU-3B-3 | 001 | 000007091210 | 2026-12-22 00:13 | 1501001160 | FILTER, 12 X 25 X 2, PLEATED MDL 40 HI-CAP MERV 10(12X25X2) | 1501001160 - FILTER, 12 X 25 X 2, PLEATED MDL 40 HI-CAP MERV 10(12X25X2) |  |  |  | 1 |  | 8.65 | 8.65 | December | 2026
B0050 FCU-3B-4 | 001 | 000007091211 | 2026-12-22 00:13 | 1501001160 | FILTER, 12 X 25 X 2, PLEATED MDL 40 HI-CAP MERV 10(12X25X2) | 1501001160 - FILTER, 12 X 25 X 2, PLEATED MDL 40 HI-CAP MERV 10(12X25X2) |  |  |  | 1 |  | 8.65 | 8.65 | December | 2026
0082 DAHU-1 SA | 001 | 000000071000 | 2026-12-31 | 1501001094 | FILTER, 20 X 24 X 2, PLEATED MDL 40 HI-CAP MERV 10 (20X24X2, 24X20X2, 24 X 20 X 2)) | 1501001094 - FILTER, 20 X 24 X 2, PLEATED MDL 40 HI-CAP MERV 10 (20X24X2, 24X20X2, 24 X 20 X 2)) |  |  |  | 4 |  | 0 | 0 | December | 2026
0082 DAHU-1 SA | 001 | 000000071000 | 2026-12-31 | 1501001121 | FILTER, 20 X 20 X 2, PLEATED MDL 40 STANDARD MERV 10 (20X20X2) | 1501001121 - FILTER, 20 X 20 X 2, PLEATED MDL 40 STANDARD MERV 10 (20X20X2) |  |  |  | 2 |  | 0 | 0 | December | 2026
0082 DAHU-4 Q | 001 | 000000071002 | 2026-12-31 | 1501001141 | FILTER, 16 X 25 X 1, PLEATED MDL 40 HI-CAP MERV 10 (16X25X1) | 1501001141 - FILTER, 16 X 25 X 1, PLEATED MDL 40 HI-CAP MERV 10 (16X25X1) |  |  |  | 3 |  | 0 | 0 | December | 2026
0082 DAHU-4 SA | 001 | 000000071002 | 2026-12-31 | 1501001141 | FILTER, 16 X 25 X 1, PLEATED MDL 40 HI-CAP MERV 10 (16X25X1) | 1501001141 - FILTER, 16 X 25 X 1, PLEATED MDL 40 HI-CAP MERV 10 (16X25X1) |  |  |  | 3 |  | 0 | 0 | December | 2026
0082F AHU-1 SA | 001 | 000000071080 | 2026-12-31 | 1501001141 | FILTER, 16 X 25 X 1, PLEATED MDL 40 HI-CAP MERV 10 (16X25X1) | 1501001141 - FILTER, 16 X 25 X 1, PLEATED MDL 40 HI-CAP MERV 10 (16X25X1) |  |  |  | 3 |  | 0 | 0 | December | 2026
0082F AHU-1 SA | 001 | 000000071080 | 2026-12-31 | 1501001534 | FILTER, 12 X 24 X 1, PLEATED MDL 40 HI-CAP MERV 10 (12X24X1) | 1501001534 - FILTER, 12 X 24 X 1, PLEATED MDL 40 HI-CAP MERV 10 (12X24X1) |  |  |  | 1 |  | 3.0238 | 3.0238 | December | 2026
0142 AHU-1 Q | 001 | 000000125002 | 2026-12-31 | 1501001133 | FILTER, 20 X 20 X 1, PLEATED MDL 40 STANDARD MERV 10 (20X20X1) | 1501001133 - FILTER, 20 X 20 X 1, PLEATED MDL 40 STANDARD MERV 10 (20X20X1) |  |  |  | 1 |  | 0 | 0 | December | 2026
0165 FCU 1-2 Q | 001 | 000008092538 | 2026-12-31 | 1501001171 | FILTER, MERV 13, 20 X 25 X 2, PLEATED MDL 40 HI-CAP (20X25X2) | 1501001171 - FILTER, MERV 13, 20 X 25 X 2, PLEATED MDL 40 HI-CAP (20X25X2) |  |  |  | 1 |  | 0 | 0 | December | 2026
0165 FCU 1-2 Q | 001 | 000008092538 | 2026-12-31 | 1501001121 | FILTER, 20 X 20 X 2, PLEATED MDL 40 STANDARD MERV 10 (20X20X2) | 1501001121 - FILTER, 20 X 20 X 2, PLEATED MDL 40 STANDARD MERV 10 (20X20X2) |  |  |  | 1 |  | 0 | 0 | December | 2026
0165 FCU 1-3 Q | 001 | 000008092539 | 2026-12-31 | 1501001910 | FILTER, 20 X 25 X 2, PLEATED MDL 40 HI-CAP MERV 10 (20X25X2) | 1501001910 - FILTER, 20 X 25 X 2, PLEATED MDL 40 HI-CAP MERV 10 (20X25X2) |  |  |  | 1 |  | 0 | 0 | December | 2026
0165 FCU 1-3 Q | 001 | 000008092539 | 2026-12-31 | 1501001121 | FILTER, 20 X 20 X 2, PLEATED MDL 40 STANDARD MERV 10 (20X20X2) | 1501001121 - FILTER, 20 X 20 X 2, PLEATED MDL 40 STANDARD MERV 10 (20X20X2) |  |  |  | 1 |  | 0 | 0 | December | 2026
0165 FCU 2-3 Q | 001 | 000007091292 | 2026-12-31 | 1501001109 | FILTER, 9 X 24-1/4 X 1 PLEATED MDL 40 STANDARD MERV 10 (9X24 1/4X1, 9X24.25X1, 9 X 24.25 X 1) | 1501001109 - FILTER, 9 X 24-1/4 X 1 PLEATED MDL 40 STANDARD MERV 10 (9X24 1/4X1, 9X24.25X1, 9 X 24.25 X 1) |  |  |  | 1 |  | 0 | 0 | December | 2026
B0050 FCU-3-A3 | 001 | 000007091203 | 2027-01-05 00:13 | 1501001160 | FILTER, 12 X 25 X 2, PLEATED MDL 40 HI-CAP MERV 10(12X25X2) | 1501001160 - FILTER, 12 X 25 X 2, PLEATED MDL 40 HI-CAP MERV 10(12X25X2) |  |  |  | 1 |  | 8.65 | 8.65 | January | 2027
B0050 FCU-3-A4 | 001 | 000007091204 | 2027-01-05 00:13 | 1501001160 | FILTER, 12 X 25 X 2, PLEATED MDL 40 HI-CAP MERV 10(12X25X2) | 1501001160 - FILTER, 12 X 25 X 2, PLEATED MDL 40 HI-CAP MERV 10(12X25X2) |  |  |  | 1 |  | 8.65 | 8.65 | January | 2027
0142 AHU-1 A | 001 | 000000125002 | 2027-01-06 | 1501001133 | FILTER, 20 X 20 X 1, PLEATED MDL 40 STANDARD MERV 10 (20X20X1) | 1501001133 - FILTER, 20 X 20 X 1, PLEATED MDL 40 STANDARD MERV 10 (20X20X1) |  |  |  | 1 |  | 0 | 0 | January | 2027
B0050 AHU-1B-1 | 001 | 000000036007 | 2027-01-06 00:13 | 1501002234 | FILTER, 30/30, DUAL 9, HIGH-CAPACITY, MERV 9, 24X24X2 | 1501002234 - FILTER, 30/30, DUAL 9, HIGH-CAPACITY, MERV 9, 24X24X2 |  |  |  | 4 |  | 0 | 0 | January | 2027
B0050 AHU-1B-1 | 001 | 000000036007 | 2027-01-06 00:13 | 1501002233 | FILTER, 30/30, DUAL 9, HIGH-CAPACITY, MERV 9, 20X24X2 | 1501002233 - FILTER, 30/30, DUAL 9, HIGH-CAPACITY, MERV 9, 20X24X2 |  |  |  | 9 |  | 0 | 0 | January | 2027
B0050 AHU-1B-1 | 001 | 000000036007 | 2027-01-06 00:13 | 1501002232 | FILTER, 30/30, DUAL 9, HIGH-CAPACITY, MERV 9, 20X20X2 | 1501002232 - FILTER, 30/30, DUAL 9, HIGH-CAPACITY, MERV 9, 20X20X2 |  |  |  | 2 |  | 0 | 0 | January | 2027
B0050 AHU-1B-2 | 001 | 000000036008 | 2027-01-06 00:13 | 1501002231 | FILTER, 30/30, DUAL 9, HIGH-CAPACITY, MERV 9, 12X24X2 | 1501002231 - FILTER, 30/30, DUAL 9, HIGH-CAPACITY, MERV 9, 12X24X2 |  |  |  | 2 |  | 0 | 0 | January | 2027
B0050 AHU-1B-2 | 001 | 000000036008 | 2027-01-06 00:13 | 1501002234 | FILTER, 30/30, DUAL 9, HIGH-CAPACITY, MERV 9, 24X24X2 | 1501002234 - FILTER, 30/30, DUAL 9, HIGH-CAPACITY, MERV 9, 24X24X2 |  |  |  | 8 |  | 0 | 0 | January | 2027
B0050 AHU-1D1 Q | 001 | 000000036006 | 2027-01-12 00:13 | 1501002235 | FILTER, 30/30, DUAL 9, HIGH-CAPACITY, MERV 9, 16X20X2 | 1501002235 - FILTER, 30/30, DUAL 9, HIGH-CAPACITY, MERV 9, 16X20X2 |  |  |  | 4 |  | 0 | 0 | January | 2027
B0050 AHU-1D1 Q | 001 | 000000036006 | 2027-01-12 00:13 | 1501002236 | FILTER, 30/30, DUAL 9, HIGH-CAPACITY, MERV 9, 16X25X2 | 1501002236 - FILTER, 30/30, DUAL 9, HIGH-CAPACITY, MERV 9, 16X25X2 |  |  |  | 2 |  | 0 | 0 | January | 2027
B0050 AHU-3D1 | 001 | 000000036013 | 2027-01-12 00:13 | 1501002237 | FILTER, 30/30, DUAL 9, HIGH-CAPACITY, MERV 9, 20X25X2 | 1501002237 - FILTER, 30/30, DUAL 9, HIGH-CAPACITY, MERV 9, 20X25X2 |  |  |  | 24 |  | 16.46 | 395.04 | January | 2027
B0050 AHU-3D1 | 001 | 000000036013 | 2027-01-12 00:13 | 1501001160 | FILTER, 12 X 25 X 2, PLEATED MDL 40 HI-CAP MERV 10(12X25X2) | 1501001160 - FILTER, 12 X 25 X 2, PLEATED MDL 40 HI-CAP MERV 10(12X25X2) |  |  |  | 12 |  | 8.65 | 103.8 | January | 2027
B0050 FCU-3-A1 | 001 | 000007091201 | 2027-01-13 00:13 | 1501001160 | FILTER, 12 X 25 X 2, PLEATED MDL 40 HI-CAP MERV 10(12X25X2) | 1501001160 - FILTER, 12 X 25 X 2, PLEATED MDL 40 HI-CAP MERV 10(12X25X2) |  |  |  | 1 |  | 8.65 | 8.65 | January | 2027
B0050 FCU-3-A2 | 001 | 000007091202 | 2027-01-13 00:13 | 1501001160 | FILTER, 12 X 25 X 2, PLEATED MDL 40 HI-CAP MERV 10(12X25X2) | 1501001160 - FILTER, 12 X 25 X 2, PLEATED MDL 40 HI-CAP MERV 10(12X25X2) |  |  |  | 1 |  | 8.65 | 8.65 | January | 2027
B0050 AHU-2C-1 | 001 | 000000036009 | 2027-01-19 00:13 | 1501002234 | FILTER, 30/30, DUAL 9, HIGH-CAPACITY, MERV 9, 24X24X2 | 1501002234 - FILTER, 30/30, DUAL 9, HIGH-CAPACITY, MERV 9, 24X24X2 |  |  |  | 4 |  | 0 | 0 | January | 2027
B0050 AHU-2C-1 | 001 | 000000036009 | 2027-01-19 00:13 | 1501002233 | FILTER, 30/30, DUAL 9, HIGH-CAPACITY, MERV 9, 20X24X2 | 1501002233 - FILTER, 30/30, DUAL 9, HIGH-CAPACITY, MERV 9, 20X24X2 |  |  |  | 9 |  | 0 | 0 | January | 2027
B0050 AHU-2C-1 | 001 | 000000036009 | 2027-01-19 00:13 | 1501002232 | FILTER, 30/30, DUAL 9, HIGH-CAPACITY, MERV 9, 20X20X2 | 1501002232 - FILTER, 30/30, DUAL 9, HIGH-CAPACITY, MERV 9, 20X20X2 |  |  |  | 2 |  | 0 | 0 | January | 2027
B0050 AHU-2C-2 | 001 | 000000036010 | 2027-01-19 00:13 | 1501002233 | FILTER, 30/30, DUAL 9, HIGH-CAPACITY, MERV 9, 20X24X2 | 1501002233 - FILTER, 30/30, DUAL 9, HIGH-CAPACITY, MERV 9, 20X24X2 |  |  |  | 2 |  | 0 | 0 | January | 2027
B0050 AHU-2C-2 | 001 | 000000036010 | 2027-01-19 00:13 | 1501002231 | FILTER, 30/30, DUAL 9, HIGH-CAPACITY, MERV 9, 12X24X2 | 1501002231 - FILTER, 30/30, DUAL 9, HIGH-CAPACITY, MERV 9, 12X24X2 |  |  |  | 2 |  | 0 | 0 | January | 2027
B0050 FCU-3B-5 | 001 | 000007091205 | 2027-01-19 00:13 | 1501002235 | FILTER, 30/30, DUAL 9, HIGH-CAPACITY, MERV 9, 16X20X2 | 1501002235 - FILTER, 30/30, DUAL 9, HIGH-CAPACITY, MERV 9, 16X20X2 |  |  |  | 2 |  | 0 | 0 | January | 2027
B0050 FCU-3A-6 | 001 | 000007091206 | 2027-01-20 00:13 | 1501002235 | FILTER, 30/30, DUAL 9, HIGH-CAPACITY, MERV 9, 16X20X2 | 1501002235 - FILTER, 30/30, DUAL 9, HIGH-CAPACITY, MERV 9, 16X20X2 |  |  |  | 2 |  | 0 | 0 | January | 2027
125A DAHU-1 Q | 001 | 000006093750 | 2027-01-27 00:09 | 1501001147 | FILTER, 18 X 24 X 2, PLEATED MDL 40 HI-CAP MERV 10 (18X24X2) | 1501001147 - FILTER, 18 X 24 X 2, PLEATED MDL 40 HI-CAP MERV 10 (18X24X2) |  |  |  | 4 |  | 0 | 0 | January | 2027
B0050 AHU-4A1 | 001 | 000000036012 | 2027-01-27 00:13 | 1501002237 | FILTER, 30/30, DUAL 9, HIGH-CAPACITY, MERV 9, 20X25X2 | 1501002237 - FILTER, 30/30, DUAL 9, HIGH-CAPACITY, MERV 9, 20X25X2 |  |  |  | 24 |  | 16.46 | 395.04 | January | 2027
B0050 AHU-4A1 | 001 | 000000036012 | 2027-01-27 00:13 | 1501001160 | FILTER, 12 X 25 X 2, PLEATED MDL 40 HI-CAP MERV 10(12X25X2) | 1501001160 - FILTER, 12 X 25 X 2, PLEATED MDL 40 HI-CAP MERV 10(12X25X2) |  |  |  | 12 |  | 8.65 | 103.8 | January | 2027
B0050 AHU-3B-1 | 001 | 000000036011 | 2027-02-02 00:13 | 1501002237 | FILTER, 30/30, DUAL 9, HIGH-CAPACITY, MERV 9, 20X25X2 | 1501002237 - FILTER, 30/30, DUAL 9, HIGH-CAPACITY, MERV 9, 20X25X2 |  |  |  | 24 |  | 16.46 | 395.04 | February | 2027
B0050 AHU-3B-1 | 001 | 000000036011 | 2027-02-02 00:13 | 1501001160 | FILTER, 12 X 25 X 2, PLEATED MDL 40 HI-CAP MERV 10(12X25X2) | 1501001160 - FILTER, 12 X 25 X 2, PLEATED MDL 40 HI-CAP MERV 10(12X25X2) |  |  |  | 12 |  | 8.65 | 103.8 | February | 2027
B0050 AHU-3C-1 | 001 | 000007091214 | 2027-02-02 00:13 | 1501002237 | FILTER, 30/30, DUAL 9, HIGH-CAPACITY, MERV 9, 20X25X2 | 1501002237 - FILTER, 30/30, DUAL 9, HIGH-CAPACITY, MERV 9, 20X25X2 |  |  |  | 24 |  | 16.46 | 395.04 | February | 2027
B0050 AHU-3C-1 | 001 | 000007091214 | 2027-02-02 00:13 | 1501001160 | FILTER, 12 X 25 X 2, PLEATED MDL 40 HI-CAP MERV 10(12X25X2) | 1501001160 - FILTER, 12 X 25 X 2, PLEATED MDL 40 HI-CAP MERV 10(12X25X2) |  |  |  | 12 |  | 8.65 | 103.8 | February | 2027
B0050 FCU-1C-1 | 001 | 000008091083 | 2027-02-02 00:13 | 1501002236 | FILTER, 30/30, DUAL 9, HIGH-CAPACITY, MERV 9, 16X25X2 | 1501002236 - FILTER, 30/30, DUAL 9, HIGH-CAPACITY, MERV 9, 16X25X2 |  |  |  | 1 |  | 0 | 0 | February | 2027
B0050 FCU-1C-2 | 001 | 000007091597 | 2027-02-02 00:13 | 1501002235 | FILTER, 30/30, DUAL 9, HIGH-CAPACITY, MERV 9, 16X20X2 | 1501002235 - FILTER, 30/30, DUAL 9, HIGH-CAPACITY, MERV 9, 16X20X2 |  |  |  | 2 |  | 0 | 0 | February | 2027
B0050 FCU-1C-5 | 001 | 000007091596 | 2027-02-02 00:13 | 1501001093 | FILTER, 8.875 X 33.5 X 1, PLEATED MDL 40 HI-CAP MERV 10 (8 7/8 X 33 1/2 X 1, 8 7/8X33 1/2X1, 8.875X33.5X1) | 1501001093 - FILTER, 8.875 X 33.5 X 1, PLEATED MDL 40 HI-CAP MERV 10 (8 7/8 X 33 1/2 X 1, 8 7/8X33 1/2X1, 8.875X33.5X1) |  |  |  | 1 |  | 7.32 | 7.32 | February | 2027
B0050 FCU-2A-5 | 001 | 000007091589 | 2027-02-02 00:13 | 1501001092 | FILTER, 8.875 X 24 X 1, PLEATED MDL 40 HI-CAP MERV 10 (8 7/8 X 24 X 1, 8 7/8X24X1, 8.875X24X1), BUILDING 135 | 1501001092 - FILTER, 8.875 X 24 X 1, PLEATED MDL 40 HI-CAP MERV 10 (8 7/8 X 24 X 1, 8 7/8X24X1, 8.875X24X1), BUILDING 135 |  |  |  | 1 |  | 4.5197 | 4.5197 | February | 2027
B0050 FCU-2A-6 | 001 | 000007091590 | 2027-02-02 00:13 | 1501002232 | FILTER, 30/30, DUAL 9, HIGH-CAPACITY, MERV 9, 20X20X2 | 1501002232 - FILTER, 30/30, DUAL 9, HIGH-CAPACITY, MERV 9, 20X20X2 |  |  |  | 2 |  | 0 | 0 | February | 2027
B0050 FCU-2B-7 | 001 | 000007091591 | 2027-02-02 00:13 | 1501002235 | FILTER, 30/30, DUAL 9, HIGH-CAPACITY, MERV 9, 16X20X2 | 1501002235 - FILTER, 30/30, DUAL 9, HIGH-CAPACITY, MERV 9, 16X20X2 |  |  |  | 2 |  | 0 | 0 | February | 2027
B0050 FCU-2B-8 | 001 | 000008091082 | 2027-02-02 00:13 | 1501001506 | FILTER, 9 INCH X 33 INCH X 1 INCH, PLEATED MDL 40 HI-CAP MERV 10 (9X33X1) | 1501001506 - FILTER, 9 INCH X 33 INCH X 1 INCH, PLEATED MDL 40 HI-CAP MERV 10 (9X33X1) |  |  |  | 1 |  | 0 | 0 | February | 2027
B0050 FCU-2B-9 | 001 | 000008091077 | 2027-02-02 00:13 | 1501002204 | FILTER, BAG, 20X20X12, MERV14A, CAMFIL 8P, 405619D12 (REPLACES 1501001202) | 1501002204 - FILTER, BAG, 20X20X12, MERV14A, CAMFIL 8P, 405619D12 (REPLACES 1501001202) |  |  |  | 2 |  | 0 | 0 | February | 2027
B0050 FCU-2B-9 | 001 | 000008091077 | 2027-02-02 00:13 | 1501001357 | BELT, #AX-45, AX45 (COG TYPE) | 1501001357 - BELT, #AX-45, AX45 (COG TYPE) |  |  |  | 1 |  | 0 | 0 | February | 2027
B0050 FCU-2C-1 | 001 | 000008091078 | 2027-02-02 00:13 | 1501002204 | FILTER, BAG, 20X20X12, MERV14A, CAMFIL 8P, 405619D12 (REPLACES 1501001202) | 1501002204 - FILTER, BAG, 20X20X12, MERV14A, CAMFIL 8P, 405619D12 (REPLACES 1501001202) |  |  |  | 2 |  | 0 | 0 | February | 2027
B0050 FCU-2C-1 | 001 | 000008091078 | 2027-02-02 00:13 | 1501001357 | BELT, #AX-45, AX45 (COG TYPE) | 1501001357 - BELT, #AX-45, AX45 (COG TYPE) |  |  |  | 1 |  | 0 | 0 | February | 2027
B0050 FCU-2C-2 | 001 | 000007091592 | 2027-02-02 00:13 | 1501001529 | FILTER, 8.875 X 61.125 X 1, PLEATED MDL 40 HI-CAP MERV 10 (8 7/8 X 61 1/8 X1, 8 7/8X61 1/8X1, 8.875X61.125X1) | 1501001529 - FILTER, 8.875 X 61.125 X 1, PLEATED MDL 40 HI-CAP MERV 10 (8 7/8 X 61 1/8 X1, 8 7/8X61 1/8X1, 8.875X61.125X1) |  |  |  | 1 |  | 16.89 | 16.89 | February | 2027
B0050 FCU-2C-3 | 001 | 000008091079 | 2027-02-02 00:13 | 1501002204 | FILTER, BAG, 20X20X12, MERV14A, CAMFIL 8P, 405619D12 (REPLACES 1501001202) | 1501002204 - FILTER, BAG, 20X20X12, MERV14A, CAMFIL 8P, 405619D12 (REPLACES 1501001202) |  |  |  | 2 |  | 0 | 0 | February | 2027
B0050 FCU-2C-3 | 001 | 000008091079 | 2027-02-02 00:13 | 1501001357 | BELT, #AX-45, AX45 (COG TYPE) | 1501001357 - BELT, #AX-45, AX45 (COG TYPE) |  |  |  | 1 |  | 0 | 0 | February | 2027
B0050 FCU-2D-1 | 001 | 000008091080 | 2027-02-02 00:13 | 1501002204 | FILTER, BAG, 20X20X12, MERV14A, CAMFIL 8P, 405619D12 (REPLACES 1501001202) | 1501002204 - FILTER, BAG, 20X20X12, MERV14A, CAMFIL 8P, 405619D12 (REPLACES 1501001202) |  |  |  | 2 |  | 0 | 0 | February | 2027
B0050 FCU-2D-1 | 001 | 000008091080 | 2027-02-02 00:13 | 1501001357 | BELT, #AX-45, AX45 (COG TYPE) | 1501001357 - BELT, #AX-45, AX45 (COG TYPE) |  |  |  | 1 |  | 0 | 0 | February | 2027
B0050 FCU-2D-2 | 001 | 000008091081 | 2027-02-02 00:13 | 1501002235 | FILTER, 30/30, DUAL 9, HIGH-CAPACITY, MERV 9, 16X20X2 | 1501002235 - FILTER, 30/30, DUAL 9, HIGH-CAPACITY, MERV 9, 16X20X2 |  |  |  | 2 |  | 0 | 0 | February | 2027
B0050 FCU-3A-7 | 001 | 000007091593 | 2027-02-02 00:13 | 1501001506 | FILTER, 9 INCH X 33 INCH X 1 INCH, PLEATED MDL 40 HI-CAP MERV 10 (9X33X1) | 1501001506 - FILTER, 9 INCH X 33 INCH X 1 INCH, PLEATED MDL 40 HI-CAP MERV 10 (9X33X1) |  |  |  | 1 |  | 0 | 0 | February | 2027
B0050 FCU-3B-6 | 001 | 000007091594 | 2027-02-02 00:13 | 1501001160 | FILTER, 12 X 25 X 2, PLEATED MDL 40 HI-CAP MERV 10(12X25X2) | 1501001160 - FILTER, 12 X 25 X 2, PLEATED MDL 40 HI-CAP MERV 10(12X25X2) |  |  |  | 4 |  | 8.65 | 34.6 | February | 2027
B0050 VAV-1E-07 | 001 | 000006091046 | 2027-02-02 00:13 | 1501001134 | FILTER, 20 X 30 X 1, PLEATED MDL 40 HI-CAP MERV 10 (20X30X1) | 1501001134 - FILTER, 20 X 30 X 1, PLEATED MDL 40 HI-CAP MERV 10 (20X30X1) |  |  |  | 1 |  | 0 | 0 | February | 2027
B0050 VAV-1F-02 | 001 | 000006091051 | 2027-02-02 00:13 | 1501001142 | FILTER, 16 X 16 X 1, PLEATED MDL 40 HI-CAP MERV 10 (16X16X1) | 1501001142 - FILTER, 16 X 16 X 1, PLEATED MDL 40 HI-CAP MERV 10 (16X16X1) |  |  |  | 1 |  | 0 | 0 | February | 2027
B0050 VAV-1F-03 | 001 | 000006091052 | 2027-02-02 00:13 | 1501001142 | FILTER, 16 X 16 X 1, PLEATED MDL 40 HI-CAP MERV 10 (16X16X1) | 1501001142 - FILTER, 16 X 16 X 1, PLEATED MDL 40 HI-CAP MERV 10 (16X16X1) |  |  |  | 1 |  | 0 | 0 | February | 2027
B0050 VAV-1F-04 | 001 | 000006091053 | 2027-02-02 00:13 | 1501001142 | FILTER, 16 X 16 X 1, PLEATED MDL 40 HI-CAP MERV 10 (16X16X1) | 1501001142 - FILTER, 16 X 16 X 1, PLEATED MDL 40 HI-CAP MERV 10 (16X16X1) |  |  |  | 1 |  | 0 | 0 | February | 2027
B0050 VAV-1F-07 | 001 | 000006091054 | 2027-02-02 00:13 | 1501001142 | FILTER, 16 X 16 X 1, PLEATED MDL 40 HI-CAP MERV 10 (16X16X1) | 1501001142 - FILTER, 16 X 16 X 1, PLEATED MDL 40 HI-CAP MERV 10 (16X16X1) |  |  |  | 1 |  | 0 | 0 | February | 2027
B0050 VAV-1F-13 | 001 | 000006091055 | 2027-02-02 00:13 | 1501001142 | FILTER, 16 X 16 X 1, PLEATED MDL 40 HI-CAP MERV 10 (16X16X1) | 1501001142 - FILTER, 16 X 16 X 1, PLEATED MDL 40 HI-CAP MERV 10 (16X16X1) |  |  |  | 1 |  | 0 | 0 | February | 2027
B0050 VAV-3E-01 | 001 | 000006091047 | 2027-02-02 00:13 | 1501001134 | FILTER, 20 X 30 X 1, PLEATED MDL 40 HI-CAP MERV 10 (20X30X1) | 1501001134 - FILTER, 20 X 30 X 1, PLEATED MDL 40 HI-CAP MERV 10 (20X30X1) |  |  |  | 1 |  | 0 | 0 | February | 2027
B0050 VAV-3E-02 | 001 | 000006091048 | 2027-02-02 00:13 | 1501001142 | FILTER, 16 X 16 X 1, PLEATED MDL 40 HI-CAP MERV 10 (16X16X1) | 1501001142 - FILTER, 16 X 16 X 1, PLEATED MDL 40 HI-CAP MERV 10 (16X16X1) |  |  |  | 1 |  | 0 | 0 | February | 2027
B0050 VAV-3E-03 | 001 | 000006091049 | 2027-02-02 00:13 | 1501001142 | FILTER, 16 X 16 X 1, PLEATED MDL 40 HI-CAP MERV 10 (16X16X1) | 1501001142 - FILTER, 16 X 16 X 1, PLEATED MDL 40 HI-CAP MERV 10 (16X16X1) |  |  |  | 1 |  | 0 | 0 | February | 2027
B0050 VAV-3E-04 | 001 | 000006091050 | 2027-02-02 00:13 | 1501001142 | FILTER, 16 X 16 X 1, PLEATED MDL 40 HI-CAP MERV 10 (16X16X1) | 1501001142 - FILTER, 16 X 16 X 1, PLEATED MDL 40 HI-CAP MERV 10 (16X16X1) |  |  |  | 1 |  | 0 | 0 | February | 2027
B0050 VAV-4 | 001 | 000008091142 | 2027-02-02 00:13 | 1501001142 | FILTER, 16 X 16 X 1, PLEATED MDL 40 HI-CAP MERV 10 (16X16X1) | 1501001142 - FILTER, 16 X 16 X 1, PLEATED MDL 40 HI-CAP MERV 10 (16X16X1) |  |  |  | 1 |  | 0 | 0 | February | 2027
B0050 AHU-1E Q | 001 | 000006090206 | 2027-02-09 00:13 | 1501001094 | FILTER, 20 X 24 X 2, PLEATED MDL 40 HI-CAP MERV 10 (20X24X2, 24X20X2, 24 X 20 X 2)) | 1501001094 - FILTER, 20 X 24 X 2, PLEATED MDL 40 HI-CAP MERV 10 (20X24X2, 24X20X2, 24 X 20 X 2)) |  |  |  | 12 |  | 0 | 0 | February | 2027
B0050 AHU-1E Q | 001 | 000006090206 | 2027-02-09 00:13 | 1501001119 | FILTER, 24 X 24 X 2, PLEATED MDL 40 HI-CAP MERV 10 (24X24X2) | 1501001119 - FILTER, 24 X 24 X 2, PLEATED MDL 40 HI-CAP MERV 10 (24X24X2) |  |  |  | 12 |  | 0 | 0 | February | 2027
B0050 AHU-1E Q | 001 | 000006090206 | 2027-02-09 00:13 | 1501001121 | FILTER, 20 X 20 X 2, PLEATED MDL 40 STANDARD MERV 10 (20X20X2) | 1501001121 - FILTER, 20 X 20 X 2, PLEATED MDL 40 STANDARD MERV 10 (20X20X2) |  |  |  | 12 |  | 0 | 0 | February | 2027
B0050 AHU-1F Q | 001 | 000006090213 | 2027-02-09 00:13 | 1501001094 | FILTER, 20 X 24 X 2, PLEATED MDL 40 HI-CAP MERV 10 (20X24X2, 24X20X2, 24 X 20 X 2)) | 1501001094 - FILTER, 20 X 24 X 2, PLEATED MDL 40 HI-CAP MERV 10 (20X24X2, 24X20X2, 24 X 20 X 2)) |  |  |  | 6 |  | 0 | 0 | February | 2027
B0050 AHU-1F Q | 001 | 000006090213 | 2027-02-09 00:13 | 1501001119 | FILTER, 24 X 24 X 2, PLEATED MDL 40 HI-CAP MERV 10 (24X24X2) | 1501001119 - FILTER, 24 X 24 X 2, PLEATED MDL 40 HI-CAP MERV 10 (24X24X2) |  |  |  | 1 |  | 0 | 0 | February | 2027
B0050 AHU-1F Q | 001 | 000006090213 | 2027-02-09 00:13 | 1501001121 | FILTER, 20 X 20 X 2, PLEATED MDL 40 STANDARD MERV 10 (20X20X2) | 1501001121 - FILTER, 20 X 20 X 2, PLEATED MDL 40 STANDARD MERV 10 (20X20X2) |  |  |  | 8 |  | 0 | 0 | February | 2027
B0050 AHU-2E Q | 001 | 000006090207 | 2027-02-17 00:13 | 1501001119 | FILTER, 24 X 24 X 2, PLEATED MDL 40 HI-CAP MERV 10 (24X24X2) | 1501001119 - FILTER, 24 X 24 X 2, PLEATED MDL 40 HI-CAP MERV 10 (24X24X2) |  |  |  | 2 |  | 0 | 0 | February | 2027
B0050 AHU-2E Q | 001 | 000006090207 | 2027-02-17 00:13 | 1501001125 | FILTER, 12 X 24 X 2, PLEATED MDL 40 HI-CAP MERV 10 (12X24X2) | 1501001125 - FILTER, 12 X 24 X 2, PLEATED MDL 40 HI-CAP MERV 10 (12X24X2) |  |  |  | 2 |  | 0 | 0 | February | 2027
B0050 AHU-3E Q | 001 | 000006090208 | 2027-02-17 00:13 | 1501001094 | FILTER, 20 X 24 X 2, PLEATED MDL 40 HI-CAP MERV 10 (20X24X2, 24X20X2, 24 X 20 X 2)) | 1501001094 - FILTER, 20 X 24 X 2, PLEATED MDL 40 HI-CAP MERV 10 (20X24X2, 24X20X2, 24 X 20 X 2)) |  |  |  | 2 |  | 0 | 0 | February | 2027
B0050 AHU-3E Q | 001 | 000006090208 | 2027-02-17 00:13 | 1501001121 | FILTER, 20 X 20 X 2, PLEATED MDL 40 STANDARD MERV 10 (20X20X2) | 1501001121 - FILTER, 20 X 20 X 2, PLEATED MDL 40 STANDARD MERV 10 (20X20X2) |  |  |  | 2 |  | 0 | 0 | February | 2027
B0050 AHU-4E Q | 001 | 000006090209 | 2027-02-17 00:13 | 1501001094 | FILTER, 20 X 24 X 2, PLEATED MDL 40 HI-CAP MERV 10 (20X24X2, 24X20X2, 24 X 20 X 2)) | 1501001094 - FILTER, 20 X 24 X 2, PLEATED MDL 40 HI-CAP MERV 10 (20X24X2, 24X20X2, 24 X 20 X 2)) |  |  |  | 2 |  | 0 | 0 | February | 2027
B0050 AHU-4E Q | 001 | 000006090209 | 2027-02-17 00:13 | 1501001121 | FILTER, 20 X 20 X 2, PLEATED MDL 40 STANDARD MERV 10 (20X20X2) | 1501001121 - FILTER, 20 X 20 X 2, PLEATED MDL 40 STANDARD MERV 10 (20X20X2) |  |  |  | 2 |  | 0 | 0 | February | 2027
0165 AHU 1-1 A | 001 | 000007091232 | 2027-02-23 | 1501001479 | FILTER, 12 X 24 X 12, METAL FRAME, NO HEADER, (12X24X12, 24X12X12. 24 X 12 X 12) MERV 14 | 1501001479 - FILTER, 12 X 24 X 12, METAL FRAME, NO HEADER, (12X24X12, 24X12X12. 24 X 12 X 12) MERV 14 |  |  |  | 2 |  | 0 | 0 | February | 2027
0165 AHU 1-1 A | 001 | 000007091232 | 2027-02-23 | 1501001478 | FILTER, 24 X 24 X 12, METAL FRAME, NO HEADER, (24X24X12) MERV 14 | 1501001478 - FILTER, 24 X 24 X 12, METAL FRAME, NO HEADER, (24X24X12) MERV 14 |  |  |  | 6 |  | 0 | 0 | February | 2027
0165 AHU 2-1 A | 001 | 000008092159 | 2027-02-23 | 1501001479 | FILTER, 12 X 24 X 12, METAL FRAME, NO HEADER, (12X24X12, 24X12X12. 24 X 12 X 12) MERV 14 | 1501001479 - FILTER, 12 X 24 X 12, METAL FRAME, NO HEADER, (12X24X12, 24X12X12. 24 X 12 X 12) MERV 14 |  |  |  | 2 |  | 0 | 0 | February | 2027
0165 AHU 2-1 A | 001 | 000008092159 | 2027-02-23 | 1501001478 | FILTER, 24 X 24 X 12, METAL FRAME, NO HEADER, (24X24X12) MERV 14 | 1501001478 - FILTER, 24 X 24 X 12, METAL FRAME, NO HEADER, (24X24X12) MERV 14 |  |  |  | 6 |  | 0 | 0 | February | 2027
B0050 AHU-5E Q | 001 | 000006090210 | 2027-02-23 00:13 | 1501001094 | FILTER, 20 X 24 X 2, PLEATED MDL 40 HI-CAP MERV 10 (20X24X2, 24X20X2, 24 X 20 X 2)) | 1501001094 - FILTER, 20 X 24 X 2, PLEATED MDL 40 HI-CAP MERV 10 (20X24X2, 24X20X2, 24 X 20 X 2)) |  |  |  | 2 |  | 0 | 0 | February | 2027
B0050 AHU-5E Q | 001 | 000006090210 | 2027-02-23 00:13 | 1501001121 | FILTER, 20 X 20 X 2, PLEATED MDL 40 STANDARD MERV 10 (20X20X2) | 1501001121 - FILTER, 20 X 20 X 2, PLEATED MDL 40 STANDARD MERV 10 (20X20X2) |  |  |  | 2 |  | 0 | 0 | February | 2027
B0050 AHU-6E Q | 001 | 000006090211 | 2027-02-23 00:13 | 1501001094 | FILTER, 20 X 24 X 2, PLEATED MDL 40 HI-CAP MERV 10 (20X24X2, 24X20X2, 24 X 20 X 2)) | 1501001094 - FILTER, 20 X 24 X 2, PLEATED MDL 40 HI-CAP MERV 10 (20X24X2, 24X20X2, 24 X 20 X 2)) |  |  |  | 2 |  | 0 | 0 | February | 2027
B0050 AHU-6E Q | 001 | 000006090211 | 2027-02-23 00:13 | 1501001121 | FILTER, 20 X 20 X 2, PLEATED MDL 40 STANDARD MERV 10 (20X20X2) | 1501001121 - FILTER, 20 X 20 X 2, PLEATED MDL 40 STANDARD MERV 10 (20X20X2) |  |  |  | 2 |  | 0 | 0 | February | 2027
B0050 AHU-7E Q | 001 | 000006090212 | 2027-02-23 00:13 | 1501001119 | FILTER, 24 X 24 X 2, PLEATED MDL 40 HI-CAP MERV 10 (24X24X2) | 1501001119 - FILTER, 24 X 24 X 2, PLEATED MDL 40 HI-CAP MERV 10 (24X24X2) |  |  |  | 2 |  | 0 | 0 | February | 2027
B0050 AHU-7E Q | 001 | 000006090212 | 2027-02-23 00:13 | 1501001125 | FILTER, 12 X 24 X 2, PLEATED MDL 40 HI-CAP MERV 10 (12X24X2) | 1501001125 - FILTER, 12 X 24 X 2, PLEATED MDL 40 HI-CAP MERV 10 (12X24X2) |  |  |  | 1 |  | 0 | 0 | February | 2027
B0050 FCU-2B-5 | 001 | 000008092126 | 2027-02-24 00:13 | 1501001160 | FILTER, 12 X 25 X 2, PLEATED MDL 40 HI-CAP MERV 10(12X25X2) | 1501001160 - FILTER, 12 X 25 X 2, PLEATED MDL 40 HI-CAP MERV 10(12X25X2) |  |  |  | 1 |  | 8.65 | 8.65 | February | 2027
B0050 FCU-2B-6 | 001 | 000008092127 | 2027-02-24 00:13 | 1501001160 | FILTER, 12 X 25 X 2, PLEATED MDL 40 HI-CAP MERV 10(12X25X2) | 1501001160 - FILTER, 12 X 25 X 2, PLEATED MDL 40 HI-CAP MERV 10(12X25X2) |  |  |  | 1 |  | 8.65 | 8.65 | February | 2027
0077 AHU-1 A | 001 | 000000067004 | 2027-03-01 00:06 | 1501001289 | BELT, #3VX560 | 1501001289 - BELT, #3VX560 |  |  |  | 3 |  | 12.2497 | 36.7491 | March | 2027
0077 AHU-1 A | 001 | 000000067004 | 2027-03-01 00:06 | 1501002206 | FILTER, BAG, 20X24X12, HEIGHT X WIDTH X DEPTH, (HORIZONTAL CONFIGURATION), MERV14A, CAMFIL 10P, 405619E12 (REPLACES 1501003005) | 1501002206 - FILTER, BAG, 20X24X12, HEIGHT X WIDTH X DEPTH, (HORIZONTAL CONFIGURATION), MERV14A, CAMFIL 10P, 405619E12 (REPLACES 1501003005) |  |  |  | 6 |  | 0 | 0 | March | 2027
0077 AHU-2 A | 001 | 000000067005 | 2027-03-01 00:06 | 1501001289 | BELT, #3VX560 | 1501001289 - BELT, #3VX560 |  |  |  | 3 |  | 12.2497 | 36.7491 | March | 2027
0077 AHU-2 A | 001 | 000000067005 | 2027-03-01 00:06 | 1501002200 | FILTER, BAG, 12X24X12, HEIGHT X WIDTH X DEPTH, (HORIZONTAL CONFIGURATION), MERV14A, CAMFIL 10P, 405619F12 | 1501002200 - FILTER, BAG, 12X24X12, HEIGHT X WIDTH X DEPTH, (HORIZONTAL CONFIGURATION), MERV14A, CAMFIL 10P, 405619F12 |  |  |  | 3 |  | 78.19 | 234.57 | March | 2027
0077 AHU-2 A | 001 | 000000067005 | 2027-03-01 00:06 | 1501002210 | FILTER, BAG, 24X24X12, MERV14A, CAMFIL 10P, 405619A12 | 1501002210 - FILTER, BAG, 24X24X12, MERV14A, CAMFIL 10P, 405619A12 |  |  |  | 3 |  | 0 | 0 | March | 2027
0077 AHU-3 A | 001 | 000000067006 | 2027-03-01 00:06 | 1501001330 | BELT, #5VX750 | 1501001330 - BELT, #5VX750 |  |  |  | 2 |  | 21.7316 | 43.4632 | March | 2027
0077 AHU-3 A | 001 | 000000067006 | 2027-03-01 00:06 | 1501002202 | FILTER, BAG, 24X12X12, HEIGHT X WIDTH X DEPTH, (VERTICAL CONFIGURATION), MERV14A, CAMFIL 5P, 405619C12 | 1501002202 - FILTER, BAG, 24X12X12, HEIGHT X WIDTH X DEPTH, (VERTICAL CONFIGURATION), MERV14A, CAMFIL 5P, 405619C12 |  |  |  | 2 |  | 0 | 0 | March | 2027
0077 AHU-3 A | 001 | 000000067006 | 2027-03-01 00:06 | 1501002210 | FILTER, BAG, 24X24X12, MERV14A, CAMFIL 10P, 405619A12 | 1501002210 - FILTER, BAG, 24X24X12, MERV14A, CAMFIL 10P, 405619A12 |  |  |  | 6 |  | 0 | 0 | March | 2027
0077 AHU-4 A | 001 | 000000067007 | 2027-03-01 00:06 | 1501001330 | BELT, #5VX750 | 1501001330 - BELT, #5VX750 |  |  |  | 2 |  | 21.7316 | 43.4632 | March | 2027
0077 AHU-4 A | 001 | 000000067007 | 2027-03-01 00:06 | 1501002208 | FILTER, BAG, 24X20X12, HEIGHT X WIDTH X DEPTH, (VERTICAL CONFIGURATION), MERV14A, CAMFIL 8P, 405619B12 (REPLACES 1501003005) | 1501002208 - FILTER, BAG, 24X20X12, HEIGHT X WIDTH X DEPTH, (VERTICAL CONFIGURATION), MERV14A, CAMFIL 8P, 405619B12 (REPLACES 1501003005) |  |  |  | 4 |  | 0 | 0 | March | 2027
0077 AHU-4 A | 001 | 000000067007 | 2027-03-01 00:06 | 1501002202 | FILTER, BAG, 24X12X12, HEIGHT X WIDTH X DEPTH, (VERTICAL CONFIGURATION), MERV14A, CAMFIL 5P, 405619C12 | 1501002202 - FILTER, BAG, 24X12X12, HEIGHT X WIDTH X DEPTH, (VERTICAL CONFIGURATION), MERV14A, CAMFIL 5P, 405619C12 |  |  |  | 2 |  | 0 | 0 | March | 2027
0077 AHU-4 A | 001 | 000000067007 | 2027-03-01 00:06 | 1501002210 | FILTER, BAG, 24X24X12, MERV14A, CAMFIL 10P, 405619A12 | 1501002210 - FILTER, BAG, 24X24X12, MERV14A, CAMFIL 10P, 405619A12 |  |  |  | 2 |  | 0 | 0 | March | 2027
B0135 RTU-1 0SA | 001 | 000000122065 | 2027-03-04 | 1501001158 | FILTER, 20 X 30 X 2, PLEATED MDL 40 HI-CAP MERV 10 (20X30X2) | 1501001158 - FILTER, 20 X 30 X 2, PLEATED MDL 40 HI-CAP MERV 10 (20X30X2) |  |  |  | 2 |  | 6.8936 | 13.7872 | March | 2027
B0135 RTU-1 SA | 001 | 000090005059 | 2027-03-04 | 1501001179 | FILTER, MERV 13, 20 X 25 X 4, PLEATED MDL 40 HI-CAP (20X25X4) | 1501001179 - FILTER, MERV 13, 20 X 25 X 4, PLEATED MDL 40 HI-CAP (20X25X4) |  |  |  | 6 |  | 0 | 0 | March | 2027
B0135 RTU-11 SA | 001 | 000000122066 | 2027-03-04 | 1501001158 | FILTER, 20 X 30 X 2, PLEATED MDL 40 HI-CAP MERV 10 (20X30X2) | 1501001158 - FILTER, 20 X 30 X 2, PLEATED MDL 40 HI-CAP MERV 10 (20X30X2) |  |  |  | 2 |  | 6.8936 | 13.7872 | March | 2027
B0135 RTU-13 SA | 001 | 000007091543 | 2027-03-04 | 1501002237 | FILTER, 30/30, DUAL 9, HIGH-CAPACITY, MERV 9, 20X25X2 | 1501002237 - FILTER, 30/30, DUAL 9, HIGH-CAPACITY, MERV 9, 20X25X2 |  |  |  | 4 |  | 16.46 | 65.84 | March | 2027
B0135 RTU-14 SA | 001 | 000000122069 | 2027-03-04 | 1501001158 | FILTER, 20 X 30 X 2, PLEATED MDL 40 HI-CAP MERV 10 (20X30X2) | 1501001158 - FILTER, 20 X 30 X 2, PLEATED MDL 40 HI-CAP MERV 10 (20X30X2) |  |  |  | 2 |  | 6.8936 | 13.7872 | March | 2027
B0135 RTU-15 SA | 001 | 000006094557 | 2027-03-04 | 1501002230 | FILTER, 30/30, DUAL 9, HIGH-CAPACITY, MERV 9, 12X20X2 | 1501002230 - FILTER, 30/30, DUAL 9, HIGH-CAPACITY, MERV 9, 12X20X2 |  |  |  | 2 |  | 10.3597 | 20.7194 | March | 2027
B0135 RTU-2 SA | 001 | 000007091319 | 2027-03-04 | 1501002236 | FILTER, 30/30, DUAL 9, HIGH-CAPACITY, MERV 9, 16X25X2 | 1501002236 - FILTER, 30/30, DUAL 9, HIGH-CAPACITY, MERV 9, 16X25X2 |  |  |  | 2 |  | 0 | 0 | March | 2027
B0135 RTU-6 SA | 001 | 000007091542 | 2027-03-04 | 1501002237 | FILTER, 30/30, DUAL 9, HIGH-CAPACITY, MERV 9, 20X25X2 | 1501002237 - FILTER, 30/30, DUAL 9, HIGH-CAPACITY, MERV 9, 20X25X2 |  |  |  | 4 |  | 16.46 | 65.84 | March | 2027
B0135 RTU-9 SA | 001 | 000000122064 | 2027-03-04 | 1501001112 | FILTER, 18 X 24 X 1, PLEATED MDL 40 HI-CAP MERV 10 (18X24X1, 24X18X1, 24 X 18 X 1) | 1501001112 - FILTER, 18 X 24 X 1, PLEATED MDL 40 HI-CAP MERV 10 (18X24X1, 24X18X1, 24 X 18 X 1) |  |  |  | 2 |  | 0 | 0 | March | 2027
0136 AHU-1 A | 001 | 000000320011 | 2027-03-05 00:07 | 1501002235 | FILTER, 30/30, DUAL 9, HIGH-CAPACITY, MERV 9, 16X20X2 | 1501002235 - FILTER, 30/30, DUAL 9, HIGH-CAPACITY, MERV 9, 16X20X2 |  |  |  | 6 |  | 0 | 0 | March | 2027
0136 AHU-1 A | 001 | 000000320011 | 2027-03-05 00:07 | 1501001207 | FILTER, MERV 13, 16 X 20 X 4, PLEATED MDL 40 HI-CAP (16X20X4) | 1501001207 - FILTER, MERV 13, 16 X 20 X 4, PLEATED MDL 40 HI-CAP (16X20X4) |  |  |  | 6 |  | 0 | 0 | March | 2027
0136 AHU-2 A | 001 | 000000320012 | 2027-03-05 00:07 | 1501002232 | FILTER, 30/30, DUAL 9, HIGH-CAPACITY, MERV 9, 20X20X2 | 1501002232 - FILTER, 30/30, DUAL 9, HIGH-CAPACITY, MERV 9, 20X20X2 |  |  |  | 2 |  | 0 | 0 | March | 2027
0136 AHU-2 A | 001 | 000000320012 | 2027-03-05 00:07 | 1501002233 | FILTER, 30/30, DUAL 9, HIGH-CAPACITY, MERV 9, 20X24X2 | 1501002233 - FILTER, 30/30, DUAL 9, HIGH-CAPACITY, MERV 9, 20X24X2 |  |  |  | 4 |  | 0 | 0 | March | 2027
0136 AHU-2 A | 001 | 000000320012 | 2027-03-05 00:07 | 1501003025 | FILTER, 20 X 20 X 4, MERV 14, (20X20X4) (TRANE PART #FLR07855) | 1501003025 - FILTER, 20 X 20 X 4, MERV 14, (20X20X4) (TRANE PART #FLR07855) |  |  |  | 2 |  | 0 | 0 | March | 2027
0136 AHU-2 A | 001 | 000000320012 | 2027-03-05 00:07 | 1501003026 | FILTER, 20 X 24 X 4, MERV 14, (20X24X4) (TRANE PART #FLR07856) | 1501003026 - FILTER, 20 X 24 X 4, MERV 14, (20X24X4) (TRANE PART #FLR07856) |  |  |  | 4 |  | 74.2956 | 297.1824 | March | 2027
0136 AHU-3 A | 001 | 000000320013 | 2027-03-05 00:07 | 1501002235 | FILTER, 30/30, DUAL 9, HIGH-CAPACITY, MERV 9, 16X20X2 | 1501002235 - FILTER, 30/30, DUAL 9, HIGH-CAPACITY, MERV 9, 16X20X2 |  |  |  | 6 |  | 0 | 0 | March | 2027
0136 AHU-3 A | 001 | 000000320013 | 2027-03-05 00:07 | 1501001207 | FILTER, MERV 13, 16 X 20 X 4, PLEATED MDL 40 HI-CAP (16X20X4) | 1501001207 - FILTER, MERV 13, 16 X 20 X 4, PLEATED MDL 40 HI-CAP (16X20X4) |  |  |  | 6 |  | 0 | 0 | March | 2027
0136 FCU 1-1 Q | 001 | 000000320007 | 2027-03-05 00:07 | 1501001094 | FILTER, 20 X 24 X 2, PLEATED MDL 40 HI-CAP MERV 10 (20X24X2, 24X20X2, 24 X 20 X 2)) | 1501001094 - FILTER, 20 X 24 X 2, PLEATED MDL 40 HI-CAP MERV 10 (20X24X2, 24X20X2, 24 X 20 X 2)) |  |  |  | 2 |  | 0 | 0 | March | 2027
0136 FCU 2-1 Q | 001 | 000000320008 | 2027-03-05 00:07 | 1501001123 | FILTER, 16 X 20 X 2, PLEATED MDL 40 HI-CAP MERV 10 (16X20X2) | 1501001123 - FILTER, 16 X 20 X 2, PLEATED MDL 40 HI-CAP MERV 10 (16X20X2) |  |  |  | 2 |  | 0 | 0 | March | 2027
0136 FCU 3-1 Q | 001 | 000000320010 | 2027-03-05 00:07 | 1501001123 | FILTER, 16 X 20 X 2, PLEATED MDL 40 HI-CAP MERV 10 (16X20X2) | 1501001123 - FILTER, 16 X 20 X 2, PLEATED MDL 40 HI-CAP MERV 10 (16X20X2) |  |  |  | 2 |  | 0 | 0 | March | 2027
B0050 FCU-2A-4 | 001 | 000008092121 | 2027-03-09 00:13 | 1501001160 | FILTER, 12 X 25 X 2, PLEATED MDL 40 HI-CAP MERV 10(12X25X2) | 1501001160 - FILTER, 12 X 25 X 2, PLEATED MDL 40 HI-CAP MERV 10(12X25X2) |  |  |  | 1 |  | 8.65 | 8.65 | March | 2027
B0050 FCU-2B-1 | 001 | 000008092122 | 2027-03-09 00:13 | 1501001160 | FILTER, 12 X 25 X 2, PLEATED MDL 40 HI-CAP MERV 10(12X25X2) | 1501001160 - FILTER, 12 X 25 X 2, PLEATED MDL 40 HI-CAP MERV 10(12X25X2) |  |  |  | 1 |  | 8.65 | 8.65 | March | 2027
B0050 FCU-2B-2 | 001 | 000008092123 | 2027-03-09 00:13 | 1501001160 | FILTER, 12 X 25 X 2, PLEATED MDL 40 HI-CAP MERV 10(12X25X2) | 1501001160 - FILTER, 12 X 25 X 2, PLEATED MDL 40 HI-CAP MERV 10(12X25X2) |  |  |  | 1 |  | 8.65 | 8.65 | March | 2027
B0050 AHU-2F Q | 001 | 000006090214 | 2027-03-10 00:13 | 1501001119 | FILTER, 24 X 24 X 2, PLEATED MDL 40 HI-CAP MERV 10 (24X24X2) | 1501001119 - FILTER, 24 X 24 X 2, PLEATED MDL 40 HI-CAP MERV 10 (24X24X2) |  |  |  | 2 |  | 0 | 0 | March | 2027
B0050 AHU-2F Q | 001 | 000006090214 | 2027-03-10 00:13 | 1501001125 | FILTER, 12 X 24 X 2, PLEATED MDL 40 HI-CAP MERV 10 (12X24X2) | 1501001125 - FILTER, 12 X 24 X 2, PLEATED MDL 40 HI-CAP MERV 10 (12X24X2) |  |  |  | 2 |  | 0 | 0 | March | 2027
B0050 AHU-3F Q | 001 | 000006090215 | 2027-03-10 00:13 | 1501001094 | FILTER, 20 X 24 X 2, PLEATED MDL 40 HI-CAP MERV 10 (20X24X2, 24X20X2, 24 X 20 X 2)) | 1501001094 - FILTER, 20 X 24 X 2, PLEATED MDL 40 HI-CAP MERV 10 (20X24X2, 24X20X2, 24 X 20 X 2)) |  |  |  | 2 |  | 0 | 0 | March | 2027
B0050 AHU-3F Q | 001 | 000006090215 | 2027-03-10 00:13 | 1501001121 | FILTER, 20 X 20 X 2, PLEATED MDL 40 STANDARD MERV 10 (20X20X2) | 1501001121 - FILTER, 20 X 20 X 2, PLEATED MDL 40 STANDARD MERV 10 (20X20X2) |  |  |  | 2 |  | 0 | 0 | March | 2027
B0050 AHU-4F Q | 001 | 000006090216 | 2027-03-10 00:13 | 1501001094 | FILTER, 20 X 24 X 2, PLEATED MDL 40 HI-CAP MERV 10 (20X24X2, 24X20X2, 24 X 20 X 2)) | 1501001094 - FILTER, 20 X 24 X 2, PLEATED MDL 40 HI-CAP MERV 10 (20X24X2, 24X20X2, 24 X 20 X 2)) |  |  |  | 2 |  | 0 | 0 | March | 2027
B0050 AHU-4F Q | 001 | 000006090216 | 2027-03-10 00:13 | 1501001121 | FILTER, 20 X 20 X 2, PLEATED MDL 40 STANDARD MERV 10 (20X20X2) | 1501001121 - FILTER, 20 X 20 X 2, PLEATED MDL 40 STANDARD MERV 10 (20X20X2) |  |  |  | 2 |  | 0 | 0 | March | 2027
B0050 AHU-5F Q | 001 | 000006090217 | 2027-03-10 00:13 | 1501001121 | FILTER, 20 X 20 X 2, PLEATED MDL 40 STANDARD MERV 10 (20X20X2) | 1501001121 - FILTER, 20 X 20 X 2, PLEATED MDL 40 STANDARD MERV 10 (20X20X2) |  |  |  | 2 |  | 0 | 0 | March | 2027
B0050 AHU-5F Q | 001 | 000006090217 | 2027-03-10 00:13 | 1501001094 | FILTER, 20 X 24 X 2, PLEATED MDL 40 HI-CAP MERV 10 (20X24X2, 24X20X2, 24 X 20 X 2)) | 1501001094 - FILTER, 20 X 24 X 2, PLEATED MDL 40 HI-CAP MERV 10 (20X24X2, 24X20X2, 24 X 20 X 2)) |  |  |  | 2 |  | 0 | 0 | March | 2027
B0050 AHU-6F Q | 001 | 000006090218 | 2027-03-10 00:13 | 1501001121 | FILTER, 20 X 20 X 2, PLEATED MDL 40 STANDARD MERV 10 (20X20X2) | 1501001121 - FILTER, 20 X 20 X 2, PLEATED MDL 40 STANDARD MERV 10 (20X20X2) |  |  |  | 2 |  | 0 | 0 | March | 2027
B0050 AHU-6F Q | 001 | 000006090218 | 2027-03-10 00:13 | 1501001094 | FILTER, 20 X 24 X 2, PLEATED MDL 40 HI-CAP MERV 10 (20X24X2, 24X20X2, 24 X 20 X 2)) | 1501001094 - FILTER, 20 X 24 X 2, PLEATED MDL 40 HI-CAP MERV 10 (20X24X2, 24X20X2, 24 X 20 X 2)) |  |  |  | 2 |  | 0 | 0 | March | 2027
B0050 AHU-7F Q | 001 | 000006090219 | 2027-03-10 00:13 | 1501001119 | FILTER, 24 X 24 X 2, PLEATED MDL 40 HI-CAP MERV 10 (24X24X2) | 1501001119 - FILTER, 24 X 24 X 2, PLEATED MDL 40 HI-CAP MERV 10 (24X24X2) |  |  |  | 2 |  | 0 | 0 | March | 2027
B0050 AHU-7F Q | 001 | 000006090219 | 2027-03-10 00:13 | 1501001125 | FILTER, 12 X 24 X 2, PLEATED MDL 40 HI-CAP MERV 10 (12X24X2) | 1501001125 - FILTER, 12 X 24 X 2, PLEATED MDL 40 HI-CAP MERV 10 (12X24X2) |  |  |  | 1 |  | 0 | 0 | March | 2027
B0050 FCU-2B-3 | 001 | 000008092124 | 2027-03-10 00:13 | 1501001160 | FILTER, 12 X 25 X 2, PLEATED MDL 40 HI-CAP MERV 10(12X25X2) | 1501001160 - FILTER, 12 X 25 X 2, PLEATED MDL 40 HI-CAP MERV 10(12X25X2) |  |  |  | 1 |  | 8.65 | 8.65 | March | 2027
B0050 FCU-2B-4 | 001 | 000008092125 | 2027-03-10 00:13 | 1501001160 | FILTER, 12 X 25 X 2, PLEATED MDL 40 HI-CAP MERV 10(12X25X2) | 1501001160 - FILTER, 12 X 25 X 2, PLEATED MDL 40 HI-CAP MERV 10(12X25X2) |  |  |  | 1 |  | 8.65 | 8.65 | March | 2027
0050 RTU B5/6 S | 001 | 000006094552 | 2027-03-15 00:06 | 1501002237 | FILTER, 30/30, DUAL 9, HIGH-CAPACITY, MERV 9, 20X25X2 | 1501002237 - FILTER, 30/30, DUAL 9, HIGH-CAPACITY, MERV 9, 20X25X2 |  |  |  | 4 |  | 16.46 | 65.84 | March | 2027
0050 RTU B5/6 S | 001 | 000006094553 | 2027-03-15 00:06 | 1501002237 | FILTER, 30/30, DUAL 9, HIGH-CAPACITY, MERV 9, 20X25X2 | 1501002237 - FILTER, 30/30, DUAL 9, HIGH-CAPACITY, MERV 9, 20X25X2 |  |  |  | 4 |  | 16.46 | 65.84 | March | 2027
0082F AHU-1 Q | 001 | 000000071080 | 2027-03-16 00:06 | 1501001141 | FILTER, 16 X 25 X 1, PLEATED MDL 40 HI-CAP MERV 10 (16X25X1) | 1501001141 - FILTER, 16 X 25 X 1, PLEATED MDL 40 HI-CAP MERV 10 (16X25X1) |  |  |  | 3 |  | 0 | 0 | March | 2027
0082F AHU-1 Q | 001 | 000000071080 | 2027-03-16 00:06 | 1501001534 | FILTER, 12 X 24 X 1, PLEATED MDL 40 HI-CAP MERV 10 (12X24X1) | 1501001534 - FILTER, 12 X 24 X 1, PLEATED MDL 40 HI-CAP MERV 10 (12X24X1) |  |  |  | 1 |  | 3.0238 | 3.0238 | March | 2027
0909 DAHU-2 Q | 001 | 000000202004 | 2027-03-16 00:06 | 1501001133 | FILTER, 20 X 20 X 1, PLEATED MDL 40 STANDARD MERV 10 (20X20X1) | 1501001133 - FILTER, 20 X 20 X 1, PLEATED MDL 40 STANDARD MERV 10 (20X20X1) |  |  |  | 1 |  | 0 | 0 | March | 2027
0909 DAHU-3 Q | 001 | 000000202005 | 2027-03-16 00:06 | 1501001133 | FILTER, 20 X 20 X 1, PLEATED MDL 40 STANDARD MERV 10 (20X20X1) | 1501001133 - FILTER, 20 X 20 X 1, PLEATED MDL 40 STANDARD MERV 10 (20X20X1) |  |  |  | 1 |  | 0 | 0 | March | 2027
B0050 FCU-3B-1 | 001 | 000007091208 | 2027-03-16 00:13 | 1501001160 | FILTER, 12 X 25 X 2, PLEATED MDL 40 HI-CAP MERV 10(12X25X2) | 1501001160 - FILTER, 12 X 25 X 2, PLEATED MDL 40 HI-CAP MERV 10(12X25X2) |  |  |  | 1 |  | 8.65 | 8.65 | March | 2027
B0050 FCU-3B-2 | 001 | 000007091209 | 2027-03-16 00:13 | 1501001160 | FILTER, 12 X 25 X 2, PLEATED MDL 40 HI-CAP MERV 10(12X25X2) | 1501001160 - FILTER, 12 X 25 X 2, PLEATED MDL 40 HI-CAP MERV 10(12X25X2) |  |  |  | 1 |  | 8.65 | 8.65 | March | 2027
0909 DAHU-1 A | 001 | 000000202003 | 2027-03-17 | 1501001414 | BELT, #BX-61, BX61 (COG TYPE) | 1501001414 - BELT, #BX-61, BX61 (COG TYPE) |  |  |  | 1 |  | 13.7016 | 13.7016 | March | 2027
0909 DAHU-1 A | 001 | 000000202003 | 2027-03-17 | 1501002232 | FILTER, 30/30, DUAL 9, HIGH-CAPACITY, MERV 9, 20X20X2 | 1501002232 - FILTER, 30/30, DUAL 9, HIGH-CAPACITY, MERV 9, 20X20X2 |  |  |  | 6 |  | 0 | 0 | March | 2027
0909 DAHU-1 A | 001 | 000000202003 | 2027-03-17 | 1501002230 | FILTER, 30/30, DUAL 9, HIGH-CAPACITY, MERV 9, 12X20X2 | 1501002230 - FILTER, 30/30, DUAL 9, HIGH-CAPACITY, MERV 9, 12X20X2 |  |  |  | 2 |  | 10.3597 | 20.7194 | March | 2027
B0050 FCU-2A-1 | 001 | 000008092119 | 2027-03-17 00:13 | 1501001160 | FILTER, 12 X 25 X 2, PLEATED MDL 40 HI-CAP MERV 10(12X25X2) | 1501001160 - FILTER, 12 X 25 X 2, PLEATED MDL 40 HI-CAP MERV 10(12X25X2) |  |  |  | 1 |  | 8.65 | 8.65 | March | 2027
B0050 FCU-2A-2 | 001 | 000008092200 | 2027-03-17 00:13 | 1501001160 | FILTER, 12 X 25 X 2, PLEATED MDL 40 HI-CAP MERV 10(12X25X2) | 1501001160 - FILTER, 12 X 25 X 2, PLEATED MDL 40 HI-CAP MERV 10(12X25X2) |  |  |  | 1 |  | 8.65 | 8.65 | March | 2027
B0050 FCU-2A-3 | 001 | 000008092120 | 2027-03-17 00:13 | 1501001160 | FILTER, 12 X 25 X 2, PLEATED MDL 40 HI-CAP MERV 10(12X25X2) | 1501001160 - FILTER, 12 X 25 X 2, PLEATED MDL 40 HI-CAP MERV 10(12X25X2) |  |  |  | 1 |  | 8.65 | 8.65 | March | 2027
B0050 FCU-3A-5 | 001 | 000007091207 | 2027-03-23 00:13 | 1501002235 | FILTER, 30/30, DUAL 9, HIGH-CAPACITY, MERV 9, 16X20X2 | 1501002235 - FILTER, 30/30, DUAL 9, HIGH-CAPACITY, MERV 9, 16X20X2 |  |  |  | 1 |  | 0 | 0 | March | 2027
B0050 FCU-3A-5 | 001 | 000007091207 | 2027-03-23 00:13 | 1501001127 | FILTER, 16 X 16 X 2, PLEATED MDL 40 HI-CAP MERV 10 (16X16X2) | 1501001127 - FILTER, 16 X 16 X 2, PLEATED MDL 40 HI-CAP MERV 10 (16X16X2) |  |  |  | 1 |  | 5.2706 | 5.2706 | March | 2027
B0050 FCU-3B-3 | 001 | 000007091210 | 2027-03-23 00:13 | 1501001160 | FILTER, 12 X 25 X 2, PLEATED MDL 40 HI-CAP MERV 10(12X25X2) | 1501001160 - FILTER, 12 X 25 X 2, PLEATED MDL 40 HI-CAP MERV 10(12X25X2) |  |  |  | 1 |  | 8.65 | 8.65 | March | 2027
B0050 FCU-3B-4 | 001 | 000007091211 | 2027-03-23 00:13 | 1501001160 | FILTER, 12 X 25 X 2, PLEATED MDL 40 HI-CAP MERV 10(12X25X2) | 1501001160 - FILTER, 12 X 25 X 2, PLEATED MDL 40 HI-CAP MERV 10(12X25X2) |  |  |  | 1 |  | 8.65 | 8.65 | March | 2027
0136 AHU-2 SA | 001 | 000000320012 | 2027-03-25 | 1501002232 | FILTER, 30/30, DUAL 9, HIGH-CAPACITY, MERV 9, 20X20X2 | 1501002232 - FILTER, 30/30, DUAL 9, HIGH-CAPACITY, MERV 9, 20X20X2 |  |  |  | 2 |  | 0 | 0 | March | 2027
0136 AHU-2 SA | 001 | 000000320012 | 2027-03-25 | 1501002233 | FILTER, 30/30, DUAL 9, HIGH-CAPACITY, MERV 9, 20X24X2 | 1501002233 - FILTER, 30/30, DUAL 9, HIGH-CAPACITY, MERV 9, 20X24X2 |  |  |  | 4 |  | 0 | 0 | March | 2027
0136 AHU-3 SA | 001 | 000000320013 | 2027-03-25 | 1501002235 | FILTER, 30/30, DUAL 9, HIGH-CAPACITY, MERV 9, 16X20X2 | 1501002235 - FILTER, 30/30, DUAL 9, HIGH-CAPACITY, MERV 9, 16X20X2 |  |  |  | 6 |  | 0 | 0 | March | 2027
0909 DAHU-1 SA | 001 | 000000202003 | 2027-03-25 | 1501002232 | FILTER, 30/30, DUAL 9, HIGH-CAPACITY, MERV 9, 20X20X2 | 1501002232 - FILTER, 30/30, DUAL 9, HIGH-CAPACITY, MERV 9, 20X20X2 |  |  |  | 6 |  | 0 | 0 | March | 2027
0909 DAHU-1 SA | 001 | 000000202003 | 2027-03-25 | 1501002230 | FILTER, 30/30, DUAL 9, HIGH-CAPACITY, MERV 9, 12X20X2 | 1501002230 - FILTER, 30/30, DUAL 9, HIGH-CAPACITY, MERV 9, 12X20X2 |  |  |  | 2 |  | 10.3597 | 20.7194 | March | 2027
0082 DAHU-4 Q | 001 | 000000071002 | 2027-03-31 | 1501001141 | FILTER, 16 X 25 X 1, PLEATED MDL 40 HI-CAP MERV 10 (16X25X1) | 1501001141 - FILTER, 16 X 25 X 1, PLEATED MDL 40 HI-CAP MERV 10 (16X25X1) |  |  |  | 3 |  | 0 | 0 | March | 2027
0165 FCU 1-2 Q | 001 | 000008092538 | 2027-03-31 | 1501001171 | FILTER, MERV 13, 20 X 25 X 2, PLEATED MDL 40 HI-CAP (20X25X2) | 1501001171 - FILTER, MERV 13, 20 X 25 X 2, PLEATED MDL 40 HI-CAP (20X25X2) |  |  |  | 1 |  | 0 | 0 | March | 2027
0165 FCU 1-2 Q | 001 | 000008092538 | 2027-03-31 | 1501001121 | FILTER, 20 X 20 X 2, PLEATED MDL 40 STANDARD MERV 10 (20X20X2) | 1501001121 - FILTER, 20 X 20 X 2, PLEATED MDL 40 STANDARD MERV 10 (20X20X2) |  |  |  | 1 |  | 0 | 0 | March | 2027
0165 FCU 1-3 Q | 001 | 000008092539 | 2027-03-31 | 1501001910 | FILTER, 20 X 25 X 2, PLEATED MDL 40 HI-CAP MERV 10 (20X25X2) | 1501001910 - FILTER, 20 X 25 X 2, PLEATED MDL 40 HI-CAP MERV 10 (20X25X2) |  |  |  | 1 |  | 0 | 0 | March | 2027
0165 FCU 1-3 Q | 001 | 000008092539 | 2027-03-31 | 1501001121 | FILTER, 20 X 20 X 2, PLEATED MDL 40 STANDARD MERV 10 (20X20X2) | 1501001121 - FILTER, 20 X 20 X 2, PLEATED MDL 40 STANDARD MERV 10 (20X20X2) |  |  |  | 1 |  | 0 | 0 | March | 2027
0165 FCU 2-3 Q | 001 | 000007091292 | 2027-03-31 | 1501001109 | FILTER, 9 X 24-1/4 X 1 PLEATED MDL 40 STANDARD MERV 10 (9X24 1/4X1, 9X24.25X1, 9 X 24.25 X 1) | 1501001109 - FILTER, 9 X 24-1/4 X 1 PLEATED MDL 40 STANDARD MERV 10 (9X24 1/4X1, 9X24.25X1, 9 X 24.25 X 1) |  |  |  | 1 |  | 0 | 0 | March | 2027
B0077 CRAC Q | 001 | 000000067023 | 2027-04-05 00:15 | 1501001913 | FILTER, 28 1.2 X 29 1/2 X 4, PLEATED MDL 40 HI-CAP MERV 10 (28.5X29.5X4) | 1501001913 - FILTER, 28 1.2 X 29 1/2 X 4, PLEATED MDL 40 HI-CAP MERV 10 (28.5X29.5X4) |  |  |  | 1 |  | 58.66 | 58.66 | April | 2027
B0077 CRAC Q | 001 | 000008091473 | 2027-04-05 00:15 | 1501001913 | FILTER, 28 1.2 X 29 1/2 X 4, PLEATED MDL 40 HI-CAP MERV 10 (28.5X29.5X4) | 1501001913 - FILTER, 28 1.2 X 29 1/2 X 4, PLEATED MDL 40 HI-CAP MERV 10 (28.5X29.5X4) |  |  |  | 1 |  | 58.66 | 58.66 | April | 2027
0142 AHU-1 A | 001 | 000000125002 | 2027-04-06 | 1501001133 | FILTER, 20 X 20 X 1, PLEATED MDL 40 STANDARD MERV 10 (20X20X1) | 1501001133 - FILTER, 20 X 20 X 1, PLEATED MDL 40 STANDARD MERV 10 (20X20X1) |  |  |  | 1 |  | 0 | 0 | April | 2027
B0050 FCU-3-A3 | 001 | 000007091203 | 2027-04-06 00:13 | 1501001160 | FILTER, 12 X 25 X 2, PLEATED MDL 40 HI-CAP MERV 10(12X25X2) | 1501001160 - FILTER, 12 X 25 X 2, PLEATED MDL 40 HI-CAP MERV 10(12X25X2) |  |  |  | 1 |  | 8.65 | 8.65 | April | 2027
B0050 FCU-3-A4 | 001 | 000007091204 | 2027-04-06 00:13 | 1501001160 | FILTER, 12 X 25 X 2, PLEATED MDL 40 HI-CAP MERV 10(12X25X2) | 1501001160 - FILTER, 12 X 25 X 2, PLEATED MDL 40 HI-CAP MERV 10(12X25X2) |  |  |  | 1 |  | 8.65 | 8.65 | April | 2027
B0050 AHU-1D1 Q | 001 | 000000036006 | 2027-04-13 00:13 | 1501002235 | FILTER, 30/30, DUAL 9, HIGH-CAPACITY, MERV 9, 16X20X2 | 1501002235 - FILTER, 30/30, DUAL 9, HIGH-CAPACITY, MERV 9, 16X20X2 |  |  |  | 4 |  | 0 | 0 | April | 2027
B0050 AHU-1D1 Q | 001 | 000000036006 | 2027-04-13 00:13 | 1501002236 | FILTER, 30/30, DUAL 9, HIGH-CAPACITY, MERV 9, 16X25X2 | 1501002236 - FILTER, 30/30, DUAL 9, HIGH-CAPACITY, MERV 9, 16X25X2 |  |  |  | 2 |  | 0 | 0 | April | 2027
B0050 FCU-3-A1 | 001 | 000007091201 | 2027-04-14 00:13 | 1501001160 | FILTER, 12 X 25 X 2, PLEATED MDL 40 HI-CAP MERV 10(12X25X2) | 1501001160 - FILTER, 12 X 25 X 2, PLEATED MDL 40 HI-CAP MERV 10(12X25X2) |  |  |  | 1 |  | 8.65 | 8.65 | April | 2027
B0050 FCU-3-A2 | 001 | 000007091202 | 2027-04-14 00:13 | 1501001160 | FILTER, 12 X 25 X 2, PLEATED MDL 40 HI-CAP MERV 10(12X25X2) | 1501001160 - FILTER, 12 X 25 X 2, PLEATED MDL 40 HI-CAP MERV 10(12X25X2) |  |  |  | 1 |  | 8.65 | 8.65 | April | 2027
B0050 RTU A | 001 | 000008091020 | 2027-04-19 00:13 | 1501002235 | FILTER, 30/30, DUAL 9, HIGH-CAPACITY, MERV 9, 16X20X2 | 1501002235 - FILTER, 30/30, DUAL 9, HIGH-CAPACITY, MERV 9, 16X20X2 |  |  |  | 14 |  | 0 | 0 | April | 2027
B0050 RTU A | 001 | 000008091265 | 2027-04-19 00:13 | 1501002237 | FILTER, 30/30, DUAL 9, HIGH-CAPACITY, MERV 9, 20X25X2 | 1501002237 - FILTER, 30/30, DUAL 9, HIGH-CAPACITY, MERV 9, 20X25X2 |  |  |  | 4 |  | 16.46 | 65.84 | April | 2027
B0050 RTU A | 001 | 000008091266 | 2027-04-19 00:13 | 1501002237 | FILTER, 30/30, DUAL 9, HIGH-CAPACITY, MERV 9, 20X25X2 | 1501002237 - FILTER, 30/30, DUAL 9, HIGH-CAPACITY, MERV 9, 20X25X2 |  |  |  | 4 |  | 16.46 | 65.84 | April | 2027
B0050 RTU A | 001 | 000008091268 | 2027-04-19 00:13 | 1501002235 | FILTER, 30/30, DUAL 9, HIGH-CAPACITY, MERV 9, 16X20X2 | 1501002235 - FILTER, 30/30, DUAL 9, HIGH-CAPACITY, MERV 9, 16X20X2 |  |  |  | 4 |  | 0 | 0 | April | 2027
B0050 RTU A | 001 | 000008091269 | 2027-04-19 00:13 | 1501002237 | FILTER, 30/30, DUAL 9, HIGH-CAPACITY, MERV 9, 20X25X2 | 1501002237 - FILTER, 30/30, DUAL 9, HIGH-CAPACITY, MERV 9, 20X25X2 |  |  |  | 4 |  | 16.46 | 65.84 | April | 2027
B0050 FCU-3B-5 | 001 | 000007091205 | 2027-04-20 00:13 | 1501002235 | FILTER, 30/30, DUAL 9, HIGH-CAPACITY, MERV 9, 16X20X2 | 1501002235 - FILTER, 30/30, DUAL 9, HIGH-CAPACITY, MERV 9, 16X20X2 |  |  |  | 2 |  | 0 | 0 | April | 2027
B0050 FCU-3A-6 | 001 | 000007091206 | 2027-04-21 00:13 | 1501002235 | FILTER, 30/30, DUAL 9, HIGH-CAPACITY, MERV 9, 16X20X2 | 1501002235 - FILTER, 30/30, DUAL 9, HIGH-CAPACITY, MERV 9, 16X20X2 |  |  |  | 2 |  | 0 | 0 | April | 2027
125A DAHU-1 Q | 001 | 000006093750 | 2027-04-28 00:09 | 1501001147 | FILTER, 18 X 24 X 2, PLEATED MDL 40 HI-CAP MERV 10 (18X24X2) | 1501001147 - FILTER, 18 X 24 X 2, PLEATED MDL 40 HI-CAP MERV 10 (18X24X2) |  |  |  | 4 |  | 0 | 0 | April | 2027
BH-PWFLTR-S | 001 | 000007091394 | 2026-12-10 00:24 | 1540002001 | FILTER, WATER. C-CYST-FF CARTRIDGE, 3M AQUA-PURE | 1540002001 - FILTER, WATER. C-CYST-FF CARTRIDGE, 3M AQUA-PURE |  |  |  | 1 |  | 160.78 | 160.78 | December | 2026
BH-PWFLTR-S | 001 | 000000086027 | 2026-12-10 00:24 | 1540002001 | FILTER, WATER. C-CYST-FF CARTRIDGE, 3M AQUA-PURE | 1540002001 - FILTER, WATER. C-CYST-FF CARTRIDGE, 3M AQUA-PURE |  |  |  | 1 |  | 160.78 | 160.78 | December | 2026
B0100 DAHU1 Q | 001 | 000006092725 | 2026-07-09 00:17 | 1501001212 | FILTER, MERV 13 (ACTUAL MERV 9A), 20 X 22 X 1, PLEATED MDL 40 HI-CAP (20X22X1) | 1501001212 - FILTER, MERV 13 (ACTUAL MERV 9A), 20 X 22 X 1, PLEATED MDL 40 HI-CAP (20X22X1) |  |  |  | 1 |  | 0 | 0 | July | 2026
B0100 DAHU3 Q | 001 | 000000086009 | 2026-07-09 00:17 | 1501001133 | FILTER, 20 X 20 X 1, PLEATED MDL 40 STANDARD MERV 10 (20X20X1) | 1501001133 - FILTER, 20 X 20 X 1, PLEATED MDL 40 STANDARD MERV 10 (20X20X1) |  |  |  | 1 |  | 0 | 0 | July | 2026
B0100 DAHU6 Q | 001 | 000000109063 | 2026-07-09 00:17 | 1501001135 | FILTER, 20 X 21 X 1, PLEATED MDL 40 HI-CAP MERV 10 (20X21X1) | 1501001135 - FILTER, 20 X 21 X 1, PLEATED MDL 40 HI-CAP MERV 10 (20X21X1) |  |  |  | 1 |  | 5.69 | 5.69 | July | 2026
BH-RF-A-SERV | 001 | 000000086028 | 2026-07-09 00:24 | 1540002020 | FILTER, REFRIGERATOR, SUB-ZERO, REPLACEMENT WATER AND AIR FILTER COMBO PACK 4204490 7007067, BURNETT HOUSE, PRESIDENT'S HOUSE | 1540002020 - FILTER, REFRIGERATOR, SUB-ZERO, REPLACEMENT WATER AND AIR FILTER COMBO PACK 4204490 7007067, BURNETT HOUSE, PRESIDENT'S HOUSE |  |  |  | 1 |  | 0 | 0 | July | 2026
B0100 MAHU1 Q | 001 | 000006094186 | 2026-07-23 00:17 | 1501001139 | FILTER, 16 X 20 X 1, PLEATED MDL 40 HI-CAP MERV 10 (16X20X1) (ACTUAL SIZE: 15-1/2"X19-1/2"X3/4") | 1501001139 - FILTER, 16 X 20 X 1, PLEATED MDL 40 HI-CAP MERV 10 (16X20X1) (ACTUAL SIZE: 15-1/2"X19-1/2"X3/4") |  |  |  | 1 |  | 0 | 0 | July | 2026
B0100 SA DEHUM | 001 | 000007092258 | 2026-10-06 00:17 | 1501001132 | FILTER, 14 X 14 X1, PLEATED, MERV 11 (14X14X1) | 1501001132 - FILTER, 14 X 14 X1, PLEATED, MERV 11 (14X14X1) |  |  |  | 1 |  | 4.87 | 4.87 | October | 2026
B0100 DAHU1 Q | 001 | 000006092725 | 2026-10-08 00:17 | 1501001212 | FILTER, MERV 13 (ACTUAL MERV 9A), 20 X 22 X 1, PLEATED MDL 40 HI-CAP (20X22X1) | 1501001212 - FILTER, MERV 13 (ACTUAL MERV 9A), 20 X 22 X 1, PLEATED MDL 40 HI-CAP (20X22X1) |  |  |  | 1 |  | 0 | 0 | October | 2026
B0100 DAHU3 Q | 001 | 000000086009 | 2026-10-08 00:17 | 1501001133 | FILTER, 20 X 20 X 1, PLEATED MDL 40 STANDARD MERV 10 (20X20X1) | 1501001133 - FILTER, 20 X 20 X 1, PLEATED MDL 40 STANDARD MERV 10 (20X20X1) |  |  |  | 1 |  | 0 | 0 | October | 2026
B0100 DAHU6 Q | 001 | 000000109063 | 2026-10-08 00:17 | 1501001135 | FILTER, 20 X 21 X 1, PLEATED MDL 40 HI-CAP MERV 10 (20X21X1) | 1501001135 - FILTER, 20 X 21 X 1, PLEATED MDL 40 HI-CAP MERV 10 (20X21X1) |  |  |  | 1 |  | 5.69 | 5.69 | October | 2026
B0100 MAHU1 A | 001 | 000006094186 | 2026-10-22 00:17 | 1501001139 | FILTER, 16 X 20 X 1, PLEATED MDL 40 HI-CAP MERV 10 (16X20X1) (ACTUAL SIZE: 15-1/2"X19-1/2"X3/4") | 1501001139 - FILTER, 16 X 20 X 1, PLEATED MDL 40 HI-CAP MERV 10 (16X20X1) (ACTUAL SIZE: 15-1/2"X19-1/2"X3/4") |  |  |  | 1 |  | 0 | 0 | October | 2026
B0001 AHU-2A | 001 | 000008093119 | 2026-11-06 00:10 | 1501002200 | FILTER, BAG, 12X24X12, HEIGHT X WIDTH X DEPTH, (HORIZONTAL CONFIGURATION), MERV14A, CAMFIL 10P, 405619F12 | 1501002200 - FILTER, BAG, 12X24X12, HEIGHT X WIDTH X DEPTH, (HORIZONTAL CONFIGURATION), MERV14A, CAMFIL 10P, 405619F12 |  |  |  | 5 |  | 78.19 | 390.95 | November | 2026
B0001 AHU-2A | 001 | 000008093120 | 2026-11-06 00:10 | 1501002200 | FILTER, BAG, 12X24X12, HEIGHT X WIDTH X DEPTH, (HORIZONTAL CONFIGURATION), MERV14A, CAMFIL 10P, 405619F12 | 1501002200 - FILTER, BAG, 12X24X12, HEIGHT X WIDTH X DEPTH, (HORIZONTAL CONFIGURATION), MERV14A, CAMFIL 10P, 405619F12 |  |  |  | 5 |  | 78.19 | 390.95 | November | 2026
B0001 AHU-2A | 001 | 000008093121 | 2026-11-06 00:10 | 1501002200 | FILTER, BAG, 12X24X12, HEIGHT X WIDTH X DEPTH, (HORIZONTAL CONFIGURATION), MERV14A, CAMFIL 10P, 405619F12 | 1501002200 - FILTER, BAG, 12X24X12, HEIGHT X WIDTH X DEPTH, (HORIZONTAL CONFIGURATION), MERV14A, CAMFIL 10P, 405619F12 |  |  |  | 5 |  | 78.19 | 390.95 | November | 2026
B0001 AHU-2A | 001 | 000000000048 | 2026-11-06 00:10 | 1501002200 | FILTER, BAG, 12X24X12, HEIGHT X WIDTH X DEPTH, (HORIZONTAL CONFIGURATION), MERV14A, CAMFIL 10P, 405619F12 | 1501002200 - FILTER, BAG, 12X24X12, HEIGHT X WIDTH X DEPTH, (HORIZONTAL CONFIGURATION), MERV14A, CAMFIL 10P, 405619F12 |  |  |  | 5 |  | 78.19 | 390.95 | November | 2026
B0001 AHU-2A | 001 | 000000000049 | 2026-11-06 00:10 | 1501002210 | FILTER, BAG, 24X24X12, MERV14A, CAMFIL 10P, 405619A12 | 1501002210 - FILTER, BAG, 24X24X12, MERV14A, CAMFIL 10P, 405619A12 |  |  |  | 15 |  | 0 | 0 | November | 2026
B0001 AHU-2A | 001 | 000008093119 | 2026-11-06 00:10 | 1501002210 | FILTER, BAG, 24X24X12, MERV14A, CAMFIL 10P, 405619A12 | 1501002210 - FILTER, BAG, 24X24X12, MERV14A, CAMFIL 10P, 405619A12 |  |  |  | 10 |  | 0 | 0 | November | 2026
B0001 AHU-2A | 001 | 000008093120 | 2026-11-06 00:10 | 1501002210 | FILTER, BAG, 24X24X12, MERV14A, CAMFIL 10P, 405619A12 | 1501002210 - FILTER, BAG, 24X24X12, MERV14A, CAMFIL 10P, 405619A12 |  |  |  | 10 |  | 0 | 0 | November | 2026
B0001 AHU-2A | 001 | 000008093121 | 2026-11-06 00:10 | 1501002210 | FILTER, BAG, 24X24X12, MERV14A, CAMFIL 10P, 405619A12 | 1501002210 - FILTER, BAG, 24X24X12, MERV14A, CAMFIL 10P, 405619A12 |  |  |  | 10 |  | 0 | 0 | November | 2026
B0001 AHU-2A | 001 | 000000000048 | 2026-11-06 00:10 | 1501002210 | FILTER, BAG, 24X24X12, MERV14A, CAMFIL 10P, 405619A12 | 1501002210 - FILTER, BAG, 24X24X12, MERV14A, CAMFIL 10P, 405619A12 |  |  |  | 10 |  | 0 | 0 | November | 2026
AHU-Q-SERV T10 | 001 | 000000309010 | 2027-01-08 | 1501001617 | FILTER, 20 X 24 X 1, PLEATED MDL 40 HI-CAP MERV 10 (20X24X1) | 1501001617 - FILTER, 20 X 24 X 1, PLEATED MDL 40 HI-CAP MERV 10 (20X24X1) |  |  |  | 1 |  | 7.5693 | 7.5693 | January | 2027
B0100 DAHU1 Q | 001 | 000006092725 | 2027-01-14 00:17 | 1501001212 | FILTER, MERV 13 (ACTUAL MERV 9A), 20 X 22 X 1, PLEATED MDL 40 HI-CAP (20X22X1) | 1501001212 - FILTER, MERV 13 (ACTUAL MERV 9A), 20 X 22 X 1, PLEATED MDL 40 HI-CAP (20X22X1) |  |  |  | 1 |  | 0 | 0 | January | 2027
B0100 DAHU3 Q | 001 | 000000086009 | 2027-01-14 00:17 | 1501001133 | FILTER, 20 X 20 X 1, PLEATED MDL 40 STANDARD MERV 10 (20X20X1) | 1501001133 - FILTER, 20 X 20 X 1, PLEATED MDL 40 STANDARD MERV 10 (20X20X1) |  |  |  | 1 |  | 0 | 0 | January | 2027
B0100 DAHU6 Q | 001 | 000000109063 | 2027-01-14 00:17 | 1501001135 | FILTER, 20 X 21 X 1, PLEATED MDL 40 HI-CAP MERV 10 (20X21X1) | 1501001135 - FILTER, 20 X 21 X 1, PLEATED MDL 40 HI-CAP MERV 10 (20X21X1) |  |  |  | 1 |  | 5.69 | 5.69 | January | 2027
B0100 MAHU1 Q | 001 | 000006094186 | 2027-01-28 00:17 | 1501001139 | FILTER, 16 X 20 X 1, PLEATED MDL 40 HI-CAP MERV 10 (16X20X1) (ACTUAL SIZE: 15-1/2"X19-1/2"X3/4") | 1501001139 - FILTER, 16 X 20 X 1, PLEATED MDL 40 HI-CAP MERV 10 (16X20X1) (ACTUAL SIZE: 15-1/2"X19-1/2"X3/4") |  |  |  | 1 |  | 0 | 0 | January | 2027
B0100 DAHU3 A | 001 | 000000086009 | 2027-04-01 00:17 | 1501001133 | FILTER, 20 X 20 X 1, PLEATED MDL 40 STANDARD MERV 10 (20X20X1) | 1501001133 - FILTER, 20 X 20 X 1, PLEATED MDL 40 STANDARD MERV 10 (20X20X1) |  |  |  | 1 |  | 0 | 0 | April | 2027
B0100 SA DEHUM | 001 | 000007092258 | 2027-04-06 00:17 | 1501001132 | FILTER, 14 X 14 X1, PLEATED, MERV 11 (14X14X1) | 1501001132 - FILTER, 14 X 14 X1, PLEATED, MERV 11 (14X14X1) |  |  |  | 1 |  | 4.87 | 4.87 | April | 2027
B0100 DAHU1 A | 001 | 000006092725 | 2027-04-08 00:17 | 1501001212 | FILTER, MERV 13 (ACTUAL MERV 9A), 20 X 22 X 1, PLEATED MDL 40 HI-CAP (20X22X1) | 1501001212 - FILTER, MERV 13 (ACTUAL MERV 9A), 20 X 22 X 1, PLEATED MDL 40 HI-CAP (20X22X1) |  |  |  | 1 |  | 0 | 0 | April | 2027
B0100 DAHU6 A | 001 | 000000109063 | 2027-04-08 00:17 | 1501001135 | FILTER, 20 X 21 X 1, PLEATED MDL 40 HI-CAP MERV 10 (20X21X1) | 1501001135 - FILTER, 20 X 21 X 1, PLEATED MDL 40 HI-CAP MERV 10 (20X21X1) |  |  |  | 1 |  | 5.69 | 5.69 | April | 2027
B0100 MAHU1 Q | 001 | 000006094186 | 2027-04-22 00:17 | 1501001139 | FILTER, 16 X 20 X 1, PLEATED MDL 40 HI-CAP MERV 10 (16X20X1) (ACTUAL SIZE: 15-1/2"X19-1/2"X3/4") | 1501001139 - FILTER, 16 X 20 X 1, PLEATED MDL 40 HI-CAP MERV 10 (16X20X1) (ACTUAL SIZE: 15-1/2"X19-1/2"X3/4") |  |  |  | 1 |  | 0 | 0 | April | 2027
B0350 DAHU1 Q | 001 | 000000160000 | 2026-07-01 | 1501001135 | FILTER, 20 X 21 X 1, PLEATED MDL 40 HI-CAP MERV 10 (20X21X1) | 1501001135 - FILTER, 20 X 21 X 1, PLEATED MDL 40 HI-CAP MERV 10 (20X21X1) |  |  |  | 1 |  | 5.69 | 5.69 | July | 2026
B0016E DAHU1 Q | 001 | 000000005468 | 2026-07-01 00:12 | 1501001139 | FILTER, 16 X 20 X 1, PLEATED MDL 40 HI-CAP MERV 10 (16X20X1) (ACTUAL SIZE: 15-1/2"X19-1/2"X3/4") | 1501001139 - FILTER, 16 X 20 X 1, PLEATED MDL 40 HI-CAP MERV 10 (16X20X1) (ACTUAL SIZE: 15-1/2"X19-1/2"X3/4") |  |  |  | 1 |  | 0 | 0 | July | 2026
B0016E DAHU3 Q | 001 | 000090003095 | 2026-07-01 00:12 | 1501001928 | FILTER, 20 X 22 X 1, PLEATED MDL 40 HI-CAP MERV 10 (20X22X1) | 1501001928 - FILTER, 20 X 22 X 1, PLEATED MDL 40 HI-CAP MERV 10 (20X22X1) |  |  |  | 1 |  | 1 | 1 | July | 2026
B0016E DAHU5 Q | 001 | 000090003106 | 2026-07-01 00:12 | 1501002214 | FILTER, 21.5 X 23.5 X 1, PLEATED MDL 40 HI-CAP MERV 10 (21.5X23.5X1, 21 1/2 X 23 1/2 X 1, 21 1/2X23 1/2X1) | 1501002214 - FILTER, 21.5 X 23.5 X 1, PLEATED MDL 40 HI-CAP MERV 10 (21.5X23.5X1, 21 1/2 X 23 1/2 X 1, 21 1/2X23 1/2X1) |  |  |  | 1 |  | 4.45 | 4.45 | July | 2026
B0129 T1 F5 Q | 001 | 012900000005 | 2026-07-01 00:19 | 1501001129 | FILTER, 22 X 22 X 1, PLEATED MDL 40 HI-CAP MERV 10 (22X22X1) | 1501001129 - FILTER, 22 X 22 X 1, PLEATED MDL 40 HI-CAP MERV 10 (22X22X1) |  |  |  | 20 |  | 6.6198 | 132.396 | July | 2026
B0129 T1 F5 Q | 001 | 012900000005 | 2026-07-01 00:19 | 1501001133 | FILTER, 20 X 20 X 1, PLEATED MDL 40 STANDARD MERV 10 (20X20X1) | 1501001133 - FILTER, 20 X 20 X 1, PLEATED MDL 40 STANDARD MERV 10 (20X20X1) |  |  |  | 3 |  | 0 | 0 | July | 2026
B0129 T1 F6 Q | 001 | 012900000006 | 2026-07-01 00:19 | 1501001129 | FILTER, 22 X 22 X 1, PLEATED MDL 40 HI-CAP MERV 10 (22X22X1) | 1501001129 - FILTER, 22 X 22 X 1, PLEATED MDL 40 HI-CAP MERV 10 (22X22X1) |  |  |  | 17 |  | 6.6198 | 112.5366 | July | 2026
B0129 T1 F6 Q | 001 | 012900000006 | 2026-07-01 00:19 | 1501001133 | FILTER, 20 X 20 X 1, PLEATED MDL 40 STANDARD MERV 10 (20X20X1) | 1501001133 - FILTER, 20 X 20 X 1, PLEATED MDL 40 STANDARD MERV 10 (20X20X1) |  |  |  | 3 |  | 0 | 0 | July | 2026
B0016E DAHU7 Q | 001 | 000090003108 | 2026-07-02 00:12 | 1501001881 | FILTER, 22 X 24 X 1, PLEATED MDL 40 HI-CAP MERV 10 (22X24X1) | 1501001881 - FILTER, 22 X 24 X 1, PLEATED MDL 40 HI-CAP MERV 10 (22X24X1) |  |  |  | 1 |  | 0 | 0 | July | 2026
B0129 T1 F7 Q | 001 | 012900000007 | 2026-07-02 00:19 | 1501001129 | FILTER, 22 X 22 X 1, PLEATED MDL 40 HI-CAP MERV 10 (22X22X1) | 1501001129 - FILTER, 22 X 22 X 1, PLEATED MDL 40 HI-CAP MERV 10 (22X22X1) |  |  |  | 17 |  | 6.6198 | 112.5366 | July | 2026
B0129 T1 F7 Q | 001 | 012900000007 | 2026-07-02 00:19 | 1501001133 | FILTER, 20 X 20 X 1, PLEATED MDL 40 STANDARD MERV 10 (20X20X1) | 1501001133 - FILTER, 20 X 20 X 1, PLEATED MDL 40 STANDARD MERV 10 (20X20X1) |  |  |  | 2 |  | 0 | 0 | July | 2026
B0129 T1 F7 Q | 001 | 012900000007 | 2026-07-02 00:19 | 1501001111 | FILTER, 18 X 18 X 1, PLEATED MDL 40 HI-CAP MERV 10 (18X18X1) | 1501001111 - FILTER, 18 X 18 X 1, PLEATED MDL 40 HI-CAP MERV 10 (18X18X1) |  |  |  | 1 |  | 0 | 0 | July | 2026
B0016E DAHU6 Q | 001 | 000090003107 | 2026-07-06 | 1501002214 | FILTER, 21.5 X 23.5 X 1, PLEATED MDL 40 HI-CAP MERV 10 (21.5X23.5X1, 21 1/2 X 23 1/2 X 1, 21 1/2X23 1/2X1) | 1501002214 - FILTER, 21.5 X 23.5 X 1, PLEATED MDL 40 HI-CAP MERV 10 (21.5X23.5X1, 21 1/2 X 23 1/2 X 1, 21 1/2X23 1/2X1) |  |  |  | 1 |  | 4.45 | 4.45 | July | 2026
B0085 FCU BM | 001 | 000000073088 | 2026-07-06 | 1501001119 | FILTER, 24 X 24 X 2, PLEATED MDL 40 HI-CAP MERV 10 (24X24X2) | 1501001119 - FILTER, 24 X 24 X 2, PLEATED MDL 40 HI-CAP MERV 10 (24X24X2) |  |  |  | 3 |  | 0 | 0 | July | 2026
B0085 FCU BM | 001 | 000000073088 | 2026-07-06 | 1501001125 | FILTER, 12 X 24 X 2, PLEATED MDL 40 HI-CAP MERV 10 (12X24X2) | 1501001125 - FILTER, 12 X 24 X 2, PLEATED MDL 40 HI-CAP MERV 10 (12X24X2) |  |  |  | 3 |  | 0 | 0 | July | 2026
AHU MT8 0.5HR | 001 | 011500000001 | 2026-07-06 00:10 | 1501001275 | FILTER, 16.5 X 21.5 X 1, PLEATED MDL 40 STANDARD MERV 10 (16 1/2 X 21 1/2 X 1, 16 1/2X21 1/2X1) | 1501001275 - FILTER, 16.5 X 21.5 X 1, PLEATED MDL 40 STANDARD MERV 10 (16 1/2 X 21 1/2 X 1, 16 1/2X21 1/2X1) |  |  |  | 1 |  | 0 | 0 | July | 2026
B0049 AHUHP1 S | 001 | 000000035011 | 2026-07-06 00:13 | 1501001133 | FILTER, 20 X 20 X 1, PLEATED MDL 40 STANDARD MERV 10 (20X20X1) | 1501001133 - FILTER, 20 X 20 X 1, PLEATED MDL 40 STANDARD MERV 10 (20X20X1) |  |  |  | 1 |  | 0 | 0 | July | 2026
B0049 AHUHP2 S | 001 | 000000035013 | 2026-07-06 00:13 | 1501001928 | FILTER, 20 X 22 X 1, PLEATED MDL 40 HI-CAP MERV 10 (20X22X1) | 1501001928 - FILTER, 20 X 22 X 1, PLEATED MDL 40 HI-CAP MERV 10 (20X22X1) |  |  |  | 1 |  | 1 | 1 | July | 2026
B0049 AHUHP6 Q | 001 | 000000035017 | 2026-07-06 00:13 | 1501001139 | FILTER, 16 X 20 X 1, PLEATED MDL 40 HI-CAP MERV 10 (16X20X1) (ACTUAL SIZE: 15-1/2"X19-1/2"X3/4") | 1501001139 - FILTER, 16 X 20 X 1, PLEATED MDL 40 HI-CAP MERV 10 (16X20X1) (ACTUAL SIZE: 15-1/2"X19-1/2"X3/4") |  |  |  | 1 |  | 0 | 0 | July | 2026
B0129 T1 F1 Q | 001 | 012900000001 | 2026-07-06 00:19 | 1501001129 | FILTER, 22 X 22 X 1, PLEATED MDL 40 HI-CAP MERV 10 (22X22X1) | 1501001129 - FILTER, 22 X 22 X 1, PLEATED MDL 40 HI-CAP MERV 10 (22X22X1) |  |  |  | 20 |  | 6.6198 | 132.396 | July | 2026
B0129 T1 F1 Q | 001 | 012900000001 | 2026-07-06 00:19 | 1501001133 | FILTER, 20 X 20 X 1, PLEATED MDL 40 STANDARD MERV 10 (20X20X1) | 1501001133 - FILTER, 20 X 20 X 1, PLEATED MDL 40 STANDARD MERV 10 (20X20X1) |  |  |  | 5 |  | 0 | 0 | July | 2026
B0129 T1 F1 Q | 001 | 012900000001 | 2026-07-06 00:19 | 1501001112 | FILTER, 18 X 24 X 1, PLEATED MDL 40 HI-CAP MERV 10 (18X24X1, 24X18X1, 24 X 18 X 1) | 1501001112 - FILTER, 18 X 24 X 1, PLEATED MDL 40 HI-CAP MERV 10 (18X24X1, 24X18X1, 24 X 18 X 1) |  |  |  | 2 |  | 0 | 0 | July | 2026
B0129 T1 F2 Q | 001 | 012900000002 | 2026-07-06 00:19 | 1501001129 | FILTER, 22 X 22 X 1, PLEATED MDL 40 HI-CAP MERV 10 (22X22X1) | 1501001129 - FILTER, 22 X 22 X 1, PLEATED MDL 40 HI-CAP MERV 10 (22X22X1) |  |  |  | 20 |  | 6.6198 | 132.396 | July | 2026
B0129 T1 F2 Q | 001 | 012900000002 | 2026-07-06 00:19 | 1501001133 | FILTER, 20 X 20 X 1, PLEATED MDL 40 STANDARD MERV 10 (20X20X1) | 1501001133 - FILTER, 20 X 20 X 1, PLEATED MDL 40 STANDARD MERV 10 (20X20X1) |  |  |  | 3 |  | 0 | 0 | July | 2026
B0138 FLT M | 001 | 013801040000 | 2026-07-06 00:19 | 1501001133 | FILTER, 20 X 20 X 1, PLEATED MDL 40 STANDARD MERV 10 (20X20X1) | 1501001133 - FILTER, 20 X 20 X 1, PLEATED MDL 40 STANDARD MERV 10 (20X20X1) |  |  |  | 4 |  | 0 | 0 | July | 2026
B0117 PU-1 Q | 001 | 000000106000 | 2026-07-07 | 1501002237 | FILTER, 30/30, DUAL 9, HIGH-CAPACITY, MERV 9, 20X25X2 | 1501002237 - FILTER, 30/30, DUAL 9, HIGH-CAPACITY, MERV 9, 20X25X2 |  |  |  | 6 |  | 16.46 | 98.76 | July | 2026
B0117 PU-2 Q | 001 | 000000106001 | 2026-07-07 | 1501002237 | FILTER, 30/30, DUAL 9, HIGH-CAPACITY, MERV 9, 20X25X2 | 1501002237 - FILTER, 30/30, DUAL 9, HIGH-CAPACITY, MERV 9, 20X25X2 |  |  |  | 6 |  | 16.46 | 98.76 | July | 2026
B0129 T1 F3 Q | 001 | 012900000003 | 2026-07-07 00:19 | 1501001129 | FILTER, 22 X 22 X 1, PLEATED MDL 40 HI-CAP MERV 10 (22X22X1) | 1501001129 - FILTER, 22 X 22 X 1, PLEATED MDL 40 HI-CAP MERV 10 (22X22X1) |  |  |  | 20 |  | 6.6198 | 132.396 | July | 2026
B0129 T1 F3 Q | 001 | 012900000003 | 2026-07-07 00:19 | 1501001133 | FILTER, 20 X 20 X 1, PLEATED MDL 40 STANDARD MERV 10 (20X20X1) | 1501001133 - FILTER, 20 X 20 X 1, PLEATED MDL 40 STANDARD MERV 10 (20X20X1) |  |  |  | 3 |  | 0 | 0 | July | 2026
B0129 T1 F4 Q | 001 | 012900000004 | 2026-07-07 00:19 | 1501001129 | FILTER, 22 X 22 X 1, PLEATED MDL 40 HI-CAP MERV 10 (22X22X1) | 1501001129 - FILTER, 22 X 22 X 1, PLEATED MDL 40 HI-CAP MERV 10 (22X22X1) |  |  |  | 20 |  | 6.6198 | 132.396 | July | 2026
B0129 T1 F4 Q | 001 | 012900000004 | 2026-07-07 00:19 | 1501001133 | FILTER, 20 X 20 X 1, PLEATED MDL 40 STANDARD MERV 10 (20X20X1) | 1501001133 - FILTER, 20 X 20 X 1, PLEATED MDL 40 STANDARD MERV 10 (20X20X1) |  |  |  | 3 |  | 0 | 0 | July | 2026
FCU BM NV | 001 | 000000316147 | 2026-07-07 00:26 | 1501002214 | FILTER, 21.5 X 23.5 X 1, PLEATED MDL 40 HI-CAP MERV 10 (21.5X23.5X1, 21 1/2 X 23 1/2 X 1, 21 1/2X23 1/2X1) | 1501002214 - FILTER, 21.5 X 23.5 X 1, PLEATED MDL 40 HI-CAP MERV 10 (21.5X23.5X1, 21 1/2 X 23 1/2 X 1, 21 1/2X23 1/2X1) |  |  |  | 1 |  | 4.45 | 4.45 | July | 2026
B0084 AHU-Q | 001 | 008400000001 | 2026-07-08 00:15 | 1501001102 | FILTER, 10 X 44 X 1, PLEATED MDL 40 HI-CAP MERV 10 (10X44X1, 44X10X1, 44 X 10 X 1) | 1501001102 - FILTER, 10 X 44 X 1, PLEATED MDL 40 HI-CAP MERV 10 (10X44X1, 44X10X1, 44 X 10 X 1) |  |  |  | 2 |  | 0 | 0 | July | 2026
B0084 AHU-Q | 001 | 008400000001 | 2026-07-08 00:15 | 1501001101 | FILTER, 13-5/8 X 18-5/8 X 1, PLEATED MDL 40 HI-CAP MERV 10 (13 5/8 X 18 5/8 X 1, 13 5/8X18 5/8X1) | 1501001101 - FILTER, 13-5/8 X 18-5/8 X 1, PLEATED MDL 40 HI-CAP MERV 10 (13 5/8 X 18 5/8 X 1, 13 5/8X18 5/8X1) |  |  |  | 34 |  | 0 | 0 | July | 2026
B0084 AHU-Q | 001 | 008400000002 | 2026-07-08 00:16 | 1501001102 | FILTER, 10 X 44 X 1, PLEATED MDL 40 HI-CAP MERV 10 (10X44X1, 44X10X1, 44 X 10 X 1) | 1501001102 - FILTER, 10 X 44 X 1, PLEATED MDL 40 HI-CAP MERV 10 (10X44X1, 44X10X1, 44 X 10 X 1) |  |  |  | 3 |  | 0 | 0 | July | 2026
B0084 AHU-Q | 001 | 008400000003 | 2026-07-08 00:16 | 1501001102 | FILTER, 10 X 44 X 1, PLEATED MDL 40 HI-CAP MERV 10 (10X44X1, 44X10X1, 44 X 10 X 1) | 1501001102 - FILTER, 10 X 44 X 1, PLEATED MDL 40 HI-CAP MERV 10 (10X44X1, 44X10X1, 44 X 10 X 1) |  |  |  | 2 |  | 0 | 0 | July | 2026
B0084 AHU-Q | 001 | 008400000004 | 2026-07-08 00:16 | 1501001102 | FILTER, 10 X 44 X 1, PLEATED MDL 40 HI-CAP MERV 10 (10X44X1, 44X10X1, 44 X 10 X 1) | 1501001102 - FILTER, 10 X 44 X 1, PLEATED MDL 40 HI-CAP MERV 10 (10X44X1, 44X10X1, 44 X 10 X 1) |  |  |  | 2 |  | 0 | 0 | July | 2026
B0084 AHU-Q | 001 | 008400000002 | 2026-07-08 00:16 | 1501001101 | FILTER, 13-5/8 X 18-5/8 X 1, PLEATED MDL 40 HI-CAP MERV 10 (13 5/8 X 18 5/8 X 1, 13 5/8X18 5/8X1) | 1501001101 - FILTER, 13-5/8 X 18-5/8 X 1, PLEATED MDL 40 HI-CAP MERV 10 (13 5/8 X 18 5/8 X 1, 13 5/8X18 5/8X1) |  |  |  | 34 |  | 0 | 0 | July | 2026
B0084 AHU-Q | 001 | 008400000003 | 2026-07-08 00:16 | 1501001101 | FILTER, 13-5/8 X 18-5/8 X 1, PLEATED MDL 40 HI-CAP MERV 10 (13 5/8 X 18 5/8 X 1, 13 5/8X18 5/8X1) | 1501001101 - FILTER, 13-5/8 X 18-5/8 X 1, PLEATED MDL 40 HI-CAP MERV 10 (13 5/8 X 18 5/8 X 1, 13 5/8X18 5/8X1) |  |  |  | 34 |  | 0 | 0 | July | 2026
B0084 AHU-Q | 001 | 008400000004 | 2026-07-08 00:16 | 1501001101 | FILTER, 13-5/8 X 18-5/8 X 1, PLEATED MDL 40 HI-CAP MERV 10 (13 5/8 X 18 5/8 X 1, 13 5/8X18 5/8X1) | 1501001101 - FILTER, 13-5/8 X 18-5/8 X 1, PLEATED MDL 40 HI-CAP MERV 10 (13 5/8 X 18 5/8 X 1, 13 5/8X18 5/8X1) |  |  |  | 34 |  | 0 | 0 | July | 2026
B0085 AHU-Q | 001 | 008500000001 | 2026-07-08 00:16 | 1501001102 | FILTER, 10 X 44 X 1, PLEATED MDL 40 HI-CAP MERV 10 (10X44X1, 44X10X1, 44 X 10 X 1) | 1501001102 - FILTER, 10 X 44 X 1, PLEATED MDL 40 HI-CAP MERV 10 (10X44X1, 44X10X1, 44 X 10 X 1) |  |  |  | 2 |  | 0 | 0 | July | 2026
B0085 AHU-Q | 001 | 008500000002 | 2026-07-08 00:16 | 1501001102 | FILTER, 10 X 44 X 1, PLEATED MDL 40 HI-CAP MERV 10 (10X44X1, 44X10X1, 44 X 10 X 1) | 1501001102 - FILTER, 10 X 44 X 1, PLEATED MDL 40 HI-CAP MERV 10 (10X44X1, 44X10X1, 44 X 10 X 1) |  |  |  | 2 |  | 0 | 0 | July | 2026
B0085 AHU-Q | 001 | 008500000001 | 2026-07-08 00:16 | 1501001101 | FILTER, 13-5/8 X 18-5/8 X 1, PLEATED MDL 40 HI-CAP MERV 10 (13 5/8 X 18 5/8 X 1, 13 5/8X18 5/8X1) | 1501001101 - FILTER, 13-5/8 X 18-5/8 X 1, PLEATED MDL 40 HI-CAP MERV 10 (13 5/8 X 18 5/8 X 1, 13 5/8X18 5/8X1) |  |  |  | 17 |  | 0 | 0 | July | 2026
B0085 AHU-Q | 001 | 008500000002 | 2026-07-08 00:16 | 1501001101 | FILTER, 13-5/8 X 18-5/8 X 1, PLEATED MDL 40 HI-CAP MERV 10 (13 5/8 X 18 5/8 X 1, 13 5/8X18 5/8X1) | 1501001101 - FILTER, 13-5/8 X 18-5/8 X 1, PLEATED MDL 40 HI-CAP MERV 10 (13 5/8 X 18 5/8 X 1, 13 5/8X18 5/8X1) |  |  |  | 17 |  | 0 | 0 | July | 2026
B0085 AHU-Q | 001 | 008500000002 | 2026-07-08 00:16 | 1501001143 | FILTER, 14 X 20 X 1, PLEATED MDL 40 HI-CAP MERV 10 (14X20X1) | 1501001143 - FILTER, 14 X 20 X 1, PLEATED MDL 40 HI-CAP MERV 10 (14X20X1) |  |  |  | 1 |  | 0 | 0 | July | 2026
B0085 AHU-Q | 001 | 008500000003 | 2026-07-08 00:16 | 1501001102 | FILTER, 10 X 44 X 1, PLEATED MDL 40 HI-CAP MERV 10 (10X44X1, 44X10X1, 44 X 10 X 1) | 1501001102 - FILTER, 10 X 44 X 1, PLEATED MDL 40 HI-CAP MERV 10 (10X44X1, 44X10X1, 44 X 10 X 1) |  |  |  | 2 |  | 0 | 0 | July | 2026
B0085 AHU-Q | 001 | 008500000004 | 2026-07-08 00:16 | 1501001102 | FILTER, 10 X 44 X 1, PLEATED MDL 40 HI-CAP MERV 10 (10X44X1, 44X10X1, 44 X 10 X 1) | 1501001102 - FILTER, 10 X 44 X 1, PLEATED MDL 40 HI-CAP MERV 10 (10X44X1, 44X10X1, 44 X 10 X 1) |  |  |  | 2 |  | 0 | 0 | July | 2026
B0085 AHU-Q | 001 | 008500000003 | 2026-07-08 00:16 | 1501001101 | FILTER, 13-5/8 X 18-5/8 X 1, PLEATED MDL 40 HI-CAP MERV 10 (13 5/8 X 18 5/8 X 1, 13 5/8X18 5/8X1) | 1501001101 - FILTER, 13-5/8 X 18-5/8 X 1, PLEATED MDL 40 HI-CAP MERV 10 (13 5/8 X 18 5/8 X 1, 13 5/8X18 5/8X1) |  |  |  | 17 |  | 0 | 0 | July | 2026
B0085 AHU-Q | 001 | 008500000004 | 2026-07-08 00:16 | 1501001101 | FILTER, 13-5/8 X 18-5/8 X 1, PLEATED MDL 40 HI-CAP MERV 10 (13 5/8 X 18 5/8 X 1, 13 5/8X18 5/8X1) | 1501001101 - FILTER, 13-5/8 X 18-5/8 X 1, PLEATED MDL 40 HI-CAP MERV 10 (13 5/8 X 18 5/8 X 1, 13 5/8X18 5/8X1) |  |  |  | 17 |  | 0 | 0 | July | 2026
B0085 AHU-Q | 001 | 008500000003 | 2026-07-08 00:16 | 1501001143 | FILTER, 14 X 20 X 1, PLEATED MDL 40 HI-CAP MERV 10 (14X20X1) | 1501001143 - FILTER, 14 X 20 X 1, PLEATED MDL 40 HI-CAP MERV 10 (14X20X1) |  |  |  | 1 |  | 0 | 0 | July | 2026
B0085 AHU-Q | 001 | 008500000004 | 2026-07-08 00:16 | 1501001143 | FILTER, 14 X 20 X 1, PLEATED MDL 40 HI-CAP MERV 10 (14X20X1) | 1501001143 - FILTER, 14 X 20 X 1, PLEATED MDL 40 HI-CAP MERV 10 (14X20X1) |  |  |  | 1 |  | 0 | 0 | July | 2026
B0086 AHU-Q | 001 | 008600000001 | 2026-07-08 00:16 | 1501001102 | FILTER, 10 X 44 X 1, PLEATED MDL 40 HI-CAP MERV 10 (10X44X1, 44X10X1, 44 X 10 X 1) | 1501001102 - FILTER, 10 X 44 X 1, PLEATED MDL 40 HI-CAP MERV 10 (10X44X1, 44X10X1, 44 X 10 X 1) |  |  |  | 2 |  | 0 | 0 | July | 2026
B0086 AHU-Q | 001 | 008600000002 | 2026-07-08 00:16 | 1501001102 | FILTER, 10 X 44 X 1, PLEATED MDL 40 HI-CAP MERV 10 (10X44X1, 44X10X1, 44 X 10 X 1) | 1501001102 - FILTER, 10 X 44 X 1, PLEATED MDL 40 HI-CAP MERV 10 (10X44X1, 44X10X1, 44 X 10 X 1) |  |  |  | 2 |  | 0 | 0 | July | 2026
B0086 AHU-Q | 001 | 008600000003 | 2026-07-08 00:16 | 1501001102 | FILTER, 10 X 44 X 1, PLEATED MDL 40 HI-CAP MERV 10 (10X44X1, 44X10X1, 44 X 10 X 1) | 1501001102 - FILTER, 10 X 44 X 1, PLEATED MDL 40 HI-CAP MERV 10 (10X44X1, 44X10X1, 44 X 10 X 1) |  |  |  | 2 |  | 0 | 0 | July | 2026
B0086 AHU-Q | 001 | 008600000004 | 2026-07-08 00:16 | 1501001102 | FILTER, 10 X 44 X 1, PLEATED MDL 40 HI-CAP MERV 10 (10X44X1, 44X10X1, 44 X 10 X 1) | 1501001102 - FILTER, 10 X 44 X 1, PLEATED MDL 40 HI-CAP MERV 10 (10X44X1, 44X10X1, 44 X 10 X 1) |  |  |  | 2 |  | 0 | 0 | July | 2026
B0086 AHU-Q | 001 | 008600000001 | 2026-07-08 00:16 | 1501001101 | FILTER, 13-5/8 X 18-5/8 X 1, PLEATED MDL 40 HI-CAP MERV 10 (13 5/8 X 18 5/8 X 1, 13 5/8X18 5/8X1) | 1501001101 - FILTER, 13-5/8 X 18-5/8 X 1, PLEATED MDL 40 HI-CAP MERV 10 (13 5/8 X 18 5/8 X 1, 13 5/8X18 5/8X1) |  |  |  | 34 |  | 0 | 0 | July | 2026
B0086 AHU-Q | 001 | 008600000002 | 2026-07-08 00:16 | 1501001101 | FILTER, 13-5/8 X 18-5/8 X 1, PLEATED MDL 40 HI-CAP MERV 10 (13 5/8 X 18 5/8 X 1, 13 5/8X18 5/8X1) | 1501001101 - FILTER, 13-5/8 X 18-5/8 X 1, PLEATED MDL 40 HI-CAP MERV 10 (13 5/8 X 18 5/8 X 1, 13 5/8X18 5/8X1) |  |  |  | 34 |  | 0 | 0 | July | 2026
B0086 AHU-Q | 001 | 008600000003 | 2026-07-08 00:16 | 1501001101 | FILTER, 13-5/8 X 18-5/8 X 1, PLEATED MDL 40 HI-CAP MERV 10 (13 5/8 X 18 5/8 X 1, 13 5/8X18 5/8X1) | 1501001101 - FILTER, 13-5/8 X 18-5/8 X 1, PLEATED MDL 40 HI-CAP MERV 10 (13 5/8 X 18 5/8 X 1, 13 5/8X18 5/8X1) |  |  |  | 34 |  | 0 | 0 | July | 2026
B0086 AHU-Q | 001 | 008600000004 | 2026-07-08 00:16 | 1501001101 | FILTER, 13-5/8 X 18-5/8 X 1, PLEATED MDL 40 HI-CAP MERV 10 (13 5/8 X 18 5/8 X 1, 13 5/8X18 5/8X1) | 1501001101 - FILTER, 13-5/8 X 18-5/8 X 1, PLEATED MDL 40 HI-CAP MERV 10 (13 5/8 X 18 5/8 X 1, 13 5/8X18 5/8X1) |  |  |  | 34 |  | 0 | 0 | July | 2026
FCU 4M SERV T10 | 001 | 000000065053 | 2026-07-09 | 1501001880 | FILTER, 10 X 32 X 1, PLEATED MDL 40 HI-CAP MERV 10 (10X32X1) | 1501001880 - FILTER, 10 X 32 X 1, PLEATED MDL 40 HI-CAP MERV 10 (10X32X1) |  |  |  | 1 |  | 0 | 0 | July | 2026
FCU 4M SERV T10 | 001 | 000000065176 | 2026-07-09 | 1501001880 | FILTER, 10 X 32 X 1, PLEATED MDL 40 HI-CAP MERV 10 (10X32X1) | 1501001880 - FILTER, 10 X 32 X 1, PLEATED MDL 40 HI-CAP MERV 10 (10X32X1) |  |  |  | 1 |  | 0 | 0 | July | 2026
FCU 4M SERV T10 | 001 | 000000010027 | 2026-07-09 | 1501001110 | FILTER, 9 X 42 X 1, PLEATED MDL 40 HI-CAP MERV 10 , (9X42X1) | 1501001110 - FILTER, 9 X 42 X 1, PLEATED MDL 40 HI-CAP MERV 10 , (9X42X1) |  |  |  | 1 |  | 9.8287 | 9.8287 | July | 2026
FCU 4M SERV T10 | 001 | 000000010028 | 2026-07-09 | 1501001123 | FILTER, 16 X 20 X 2, PLEATED MDL 40 HI-CAP MERV 10 (16X20X2) | 1501001123 - FILTER, 16 X 20 X 2, PLEATED MDL 40 HI-CAP MERV 10 (16X20X2) |  |  |  | 2 |  | 0 | 0 | July | 2026
B0130 T2 F7 Q | 001 | 013000000007 | 2026-07-09 00:19 | 1501001129 | FILTER, 22 X 22 X 1, PLEATED MDL 40 HI-CAP MERV 10 (22X22X1) | 1501001129 - FILTER, 22 X 22 X 1, PLEATED MDL 40 HI-CAP MERV 10 (22X22X1) |  |  |  | 21 |  | 6.6198 | 139.0158 | July | 2026
B0130 T2 F7 Q | 001 | 013000000007 | 2026-07-09 00:19 | 1501001111 | FILTER, 18 X 18 X 1, PLEATED MDL 40 HI-CAP MERV 10 (18X18X1) | 1501001111 - FILTER, 18 X 18 X 1, PLEATED MDL 40 HI-CAP MERV 10 (18X18X1) |  |  |  | 1 |  | 0 | 0 | July | 2026
AHU-Q-1-HSNGZ8 | 001 | 011300000001 | 2026-07-13 | 1501001112 | FILTER, 18 X 24 X 1, PLEATED MDL 40 HI-CAP MERV 10 (18X24X1, 24X18X1, 24 X 18 X 1) | 1501001112 - FILTER, 18 X 24 X 1, PLEATED MDL 40 HI-CAP MERV 10 (18X24X1, 24X18X1, 24 X 18 X 1) |  |  |  | 13 |  | 0 | 0 | July | 2026
AHU-Q-1-HSNGZ8 | 001 | 011300000002 | 2026-07-13 | 1501001112 | FILTER, 18 X 24 X 1, PLEATED MDL 40 HI-CAP MERV 10 (18X24X1, 24X18X1, 24 X 18 X 1) | 1501001112 - FILTER, 18 X 24 X 1, PLEATED MDL 40 HI-CAP MERV 10 (18X24X1, 24X18X1, 24 X 18 X 1) |  |  |  | 13 |  | 0 | 0 | July | 2026
AHU-Q-1-HSNGZ8 | 001 | 011300000003 | 2026-07-13 | 1501001112 | FILTER, 18 X 24 X 1, PLEATED MDL 40 HI-CAP MERV 10 (18X24X1, 24X18X1, 24 X 18 X 1) | 1501001112 - FILTER, 18 X 24 X 1, PLEATED MDL 40 HI-CAP MERV 10 (18X24X1, 24X18X1, 24 X 18 X 1) |  |  |  | 13 |  | 0 | 0 | July | 2026
AHU-Q-1-HSNGZ8 | 001 | 011300000004 | 2026-07-13 | 1501001112 | FILTER, 18 X 24 X 1, PLEATED MDL 40 HI-CAP MERV 10 (18X24X1, 24X18X1, 24 X 18 X 1) | 1501001112 - FILTER, 18 X 24 X 1, PLEATED MDL 40 HI-CAP MERV 10 (18X24X1, 24X18X1, 24 X 18 X 1) |  |  |  | 7 |  | 0 | 0 | July | 2026
B0016A DAHU15 S | 001 | 000090002438 | 2026-07-13 | 1501001133 | FILTER, 20 X 20 X 1, PLEATED MDL 40 STANDARD MERV 10 (20X20X1) | 1501001133 - FILTER, 20 X 20 X 1, PLEATED MDL 40 STANDARD MERV 10 (20X20X1) |  |  |  | 1 |  | 0 | 0 | July | 2026
B0016A DAHU3 S | 001 | 000090002443 | 2026-07-13 | 1501001133 | FILTER, 20 X 20 X 1, PLEATED MDL 40 STANDARD MERV 10 (20X20X1) | 1501001133 - FILTER, 20 X 20 X 1, PLEATED MDL 40 STANDARD MERV 10 (20X20X1) |  |  |  | 1 |  | 0 | 0 | July | 2026
FCU-4M-SERV T3 | 001 | 000000077092 | 2026-07-13 | 1501001880 | FILTER, 10 X 32 X 1, PLEATED MDL 40 HI-CAP MERV 10 (10X32X1) | 1501001880 - FILTER, 10 X 32 X 1, PLEATED MDL 40 HI-CAP MERV 10 (10X32X1) |  |  |  | 1 |  | 0 | 0 | July | 2026
FCU-4M-SERV T3 | 001 | 000090003243 | 2026-07-13 | 1501001908 | FILTER, 12 X 46 X 1, PLEATED MDL 40 HI-CAP MERV 10 , (12X46X1), CREOL | 1501001908 - FILTER, 12 X 46 X 1, PLEATED MDL 40 HI-CAP MERV 10 , (12X46X1), CREOL |  |  |  | 1 |  | 15.4 | 15.4 | July | 2026
FCU-4M-SERV T3 | 001 | 000000038028 | 2026-07-13 | 1501001908 | FILTER, 12 X 46 X 1, PLEATED MDL 40 HI-CAP MERV 10 , (12X46X1), CREOL | 1501001908 - FILTER, 12 X 46 X 1, PLEATED MDL 40 HI-CAP MERV 10 , (12X46X1), CREOL |  |  |  | 1 |  | 15.4 | 15.4 | July | 2026
FCU-4M-SERV T3 | 001 | 000000039079 | 2026-07-13 | 1501001127 | FILTER, 16 X 16 X 2, PLEATED MDL 40 HI-CAP MERV 10 (16X16X2) | 1501001127 - FILTER, 16 X 16 X 2, PLEATED MDL 40 HI-CAP MERV 10 (16X16X2) |  |  |  | 2 |  | 5.2706 | 10.5412 | July | 2026
FCU-4M-SERV T3 | 001 | 000000039130 | 2026-07-13 | 1501001127 | FILTER, 16 X 16 X 2, PLEATED MDL 40 HI-CAP MERV 10 (16X16X2) | 1501001127 - FILTER, 16 X 16 X 2, PLEATED MDL 40 HI-CAP MERV 10 (16X16X2) |  |  |  | 2 |  | 5.2706 | 10.5412 | July | 2026
PU Q-1 WUCF | 001 | 000006093799 | 2026-07-13 | 1501001149 | FILTER, 18 X 30 X 2, PLEATED MDL 40 HI-CAP MERV 10 , (18X30X2) | 1501001149 - FILTER, 18 X 30 X 2, PLEATED MDL 40 HI-CAP MERV 10 , (18X30X2) |  |  |  | 1 |  | 11.1902 | 11.1902 | July | 2026
PU Q-1 WUCF | 001 | 000006093800 | 2026-07-13 | 1501001149 | FILTER, 18 X 30 X 2, PLEATED MDL 40 HI-CAP MERV 10 , (18X30X2) | 1501001149 - FILTER, 18 X 30 X 2, PLEATED MDL 40 HI-CAP MERV 10 , (18X30X2) |  |  |  | 1 |  | 11.1902 | 11.1902 | July | 2026
B0130 T2 F1 Q | 001 | 013000000001 | 2026-07-13 00:19 | 1501001129 | FILTER, 22 X 22 X 1, PLEATED MDL 40 HI-CAP MERV 10 (22X22X1) | 1501001129 - FILTER, 22 X 22 X 1, PLEATED MDL 40 HI-CAP MERV 10 (22X22X1) |  |  |  | 20 |  | 6.6198 | 132.396 | July | 2026
B0130 T2 F1 Q | 001 | 013000000001 | 2026-07-13 00:19 | 1501001876 | FILTER, 16 X 24 X 1, PLEATED MDL 40 HI-CAP MERV 10 (16X24X1) | 1501001876 - FILTER, 16 X 24 X 1, PLEATED MDL 40 HI-CAP MERV 10 (16X24X1) |  |  |  | 2 |  | 4.1762 | 8.3524 | July | 2026
B0130 T2 F1 Q | 001 | 013000000001 | 2026-07-13 00:19 | 1501001111 | FILTER, 18 X 18 X 1, PLEATED MDL 40 HI-CAP MERV 10 (18X18X1) | 1501001111 - FILTER, 18 X 18 X 1, PLEATED MDL 40 HI-CAP MERV 10 (18X18X1) |  |  |  | 1 |  | 0 | 0 | July | 2026
B0130 T2 F2 Q | 001 | 013000000002 | 2026-07-13 00:19 | 1501001129 | FILTER, 22 X 22 X 1, PLEATED MDL 40 HI-CAP MERV 10 (22X22X1) | 1501001129 - FILTER, 22 X 22 X 1, PLEATED MDL 40 HI-CAP MERV 10 (22X22X1) |  |  |  | 22 |  | 6.6198 | 145.6356 | July | 2026
B0152 AHU-1 M1 | 001 | 000000127000 | 2026-07-13 00:19 | 1501002247 | FILTER, 30/30, DUAL 9, HIGH-CAPACITY, MERV 9, 24X24X4 | 1501002247 - FILTER, 30/30, DUAL 9, HIGH-CAPACITY, MERV 9, 24X24X4 |  |  |  | 12 |  | 0 | 0 | July | 2026
B0152 AHU-1 M1 | 001 | 000000127000 | 2026-07-13 00:19 | 1501003007 | FILTER, 20 X 24 X 4, PLEATED MDL 40 HI-CAP MERV 10 (20X24X4) | 1501003007 - FILTER, 20 X 24 X 4, PLEATED MDL 40 HI-CAP MERV 10 (20X24X4) |  |  |  | 4 |  | 0 | 0 | July | 2026
B0152 AHU-2 Q | 001 | 000000127001 | 2026-07-13 00:19 | 1501001123 | FILTER, 16 X 20 X 2, PLEATED MDL 40 HI-CAP MERV 10 (16X20X2) | 1501001123 - FILTER, 16 X 20 X 2, PLEATED MDL 40 HI-CAP MERV 10 (16X20X2) |  |  |  | 2 |  | 0 | 0 | July | 2026
AHU-Q-1-STRNZ8 | 001 | 010900000001 | 2026-07-14 | 1501001491 | FILTER, 20 X 34 X 1, PLEATED MDL 40 HI-CAP MERV 10 (20X34X1) | 1501001491 - FILTER, 20 X 34 X 1, PLEATED MDL 40 HI-CAP MERV 10 (20X34X1) |  |  |  | 4 |  | 9.6107 | 38.4428 | July | 2026
AHU-Q-1-STRNZ8 | 001 | 010900000002 | 2026-07-14 | 1501001143 | FILTER, 14 X 20 X 1, PLEATED MDL 40 HI-CAP MERV 10 (14X20X1) | 1501001143 - FILTER, 14 X 20 X 1, PLEATED MDL 40 HI-CAP MERV 10 (14X20X1) |  |  |  | 29 |  | 0 | 0 | July | 2026
AHU-Q-1-STRNZ8 | 001 | 010900000003 | 2026-07-14 | 1501001143 | FILTER, 14 X 20 X 1, PLEATED MDL 40 HI-CAP MERV 10 (14X20X1) | 1501001143 - FILTER, 14 X 20 X 1, PLEATED MDL 40 HI-CAP MERV 10 (14X20X1) |  |  |  | 29 |  | 0 | 0 | July | 2026
AHU-Q-1-STRNZ8 | 001 | 011000000001 | 2026-07-14 | 1501001481 | FILTER, 15 X 30 X 2, PLEATED MDL 40 HI-CAP MERV 10 (15X30X2) | 1501001481 - FILTER, 15 X 30 X 2, PLEATED MDL 40 HI-CAP MERV 10 (15X30X2) |  |  |  | 4 |  | 0 | 0 | July | 2026
AHU-Q-1-STRNZ8 | 001 | 010900000001 | 2026-07-14 | 1501001103 | FILTER, 17.25 X 34 X 2, PLEATED MDL 40 HI-CAP MERV 10 (17 1/4 X 34 X 2, 17 1/4X34X2) | 1501001103 - FILTER, 17.25 X 34 X 2, PLEATED MDL 40 HI-CAP MERV 10 (17 1/4 X 34 X 2, 17 1/4X34X2) |  |  |  | 4 |  | 0 | 0 | July | 2026
AHU-Q-1-STRNZ8 | 001 | 010900000002 | 2026-07-14 | 1501001113 | FILTER, 18 X 20 X 1 PLEATED MDL 40 HI-CAP MERV 10 (18X20X1) | 1501001113 - FILTER, 18 X 20 X 1 PLEATED MDL 40 HI-CAP MERV 10 (18X20X1) |  |  |  | 4 |  | 4.4699 | 17.8796 | July | 2026
AHU-Q-1-STRNZ8 | 001 | 010900000003 | 2026-07-14 | 1501001113 | FILTER, 18 X 20 X 1 PLEATED MDL 40 HI-CAP MERV 10 (18X20X1) | 1501001113 - FILTER, 18 X 20 X 1 PLEATED MDL 40 HI-CAP MERV 10 (18X20X1) |  |  |  | 4 |  | 4.4699 | 17.8796 | July | 2026
AHU-Q-1-STRNZ8 | 001 | 011000000001 | 2026-07-14 | 1501001143 | FILTER, 14 X 20 X 1, PLEATED MDL 40 HI-CAP MERV 10 (14X20X1) | 1501001143 - FILTER, 14 X 20 X 1, PLEATED MDL 40 HI-CAP MERV 10 (14X20X1) |  |  |  | 28 |  | 0 | 0 | July | 2026
AHU-Q-1-STRNZ8 | 001 | 010900000001 | 2026-07-14 | 1501001113 | FILTER, 18 X 20 X 1 PLEATED MDL 40 HI-CAP MERV 10 (18X20X1) | 1501001113 - FILTER, 18 X 20 X 1 PLEATED MDL 40 HI-CAP MERV 10 (18X20X1) |  |  |  | 3 |  | 4.4699 | 13.4097 | July | 2026
AHU-Q-1-STRNZ8 | 001 | 011000000001 | 2026-07-14 | 1501001103 | FILTER, 17.25 X 34 X 2, PLEATED MDL 40 HI-CAP MERV 10 (17 1/4 X 34 X 2, 17 1/4X34X2) | 1501001103 - FILTER, 17.25 X 34 X 2, PLEATED MDL 40 HI-CAP MERV 10 (17 1/4 X 34 X 2, 17 1/4X34X2) |  |  |  | 4 |  | 0 | 0 | July | 2026
AHU-Q-1-STRNZ8 | 001 | 010900000001 | 2026-07-14 | 1501001143 | FILTER, 14 X 20 X 1, PLEATED MDL 40 HI-CAP MERV 10 (14X20X1) | 1501001143 - FILTER, 14 X 20 X 1, PLEATED MDL 40 HI-CAP MERV 10 (14X20X1) |  |  |  | 20 |  | 0 | 0 | July | 2026
AHU-Q-1-STRNZ8 | 001 | 011000000001 | 2026-07-14 | 1501001113 | FILTER, 18 X 20 X 1 PLEATED MDL 40 HI-CAP MERV 10 (18X20X1) | 1501001113 - FILTER, 18 X 20 X 1 PLEATED MDL 40 HI-CAP MERV 10 (18X20X1) |  |  |  | 2 |  | 4.4699 | 8.9398 | July | 2026
AHU-Q-1-STRNZ8 | 001 | 010900000001 | 2026-07-14 | 1501001133 | FILTER, 20 X 20 X 1, PLEATED MDL 40 STANDARD MERV 10 (20X20X1) | 1501001133 - FILTER, 20 X 20 X 1, PLEATED MDL 40 STANDARD MERV 10 (20X20X1) |  |  |  | 1 |  | 0 | 0 | July | 2026
AHU-Q-1-STRNZ8 | 001 | 011000000001 | 2026-07-14 | 1501001550 | FILTER, 18 X 25 X 1, (18X25X1), PLEATED MDL 40 HI-CAP MERV 10 | 1501001550 - FILTER, 18 X 25 X 1, (18X25X1), PLEATED MDL 40 HI-CAP MERV 10 |  |  |  | 2 |  | 0 | 0 | July | 2026
AHU-Q-1-STRNZ8 | 001 | 010900000001 | 2026-07-14 | 1501001481 | FILTER, 15 X 30 X 2, PLEATED MDL 40 HI-CAP MERV 10 (15X30X2) | 1501001481 - FILTER, 15 X 30 X 2, PLEATED MDL 40 HI-CAP MERV 10 (15X30X2) |  |  |  | 4 |  | 0 | 0 | July | 2026
AHU-Q-1-STRNZ8 | 001 | 010900000001 | 2026-07-14 | 1501001550 | FILTER, 18 X 25 X 1, (18X25X1), PLEATED MDL 40 HI-CAP MERV 10 | 1501001550 - FILTER, 18 X 25 X 1, (18X25X1), PLEATED MDL 40 HI-CAP MERV 10 |  |  |  | 1 |  | 0 | 0 | July | 2026
B8152 FCU Q-1 | 001 | 000090009301 | 2026-07-14 | 1501001133 | FILTER, 20 X 20 X 1, PLEATED MDL 40 STANDARD MERV 10 (20X20X1) | 1501001133 - FILTER, 20 X 20 X 1, PLEATED MDL 40 STANDARD MERV 10 (20X20X1) |  |  |  | 1 |  | 0 | 0 | July | 2026
AHU STN 9Q 0.5H | 001 | 003300000001 | 2026-07-14 00:10 | 1501001121 | FILTER, 20 X 20 X 2, PLEATED MDL 40 STANDARD MERV 10 (20X20X2) | 1501001121 - FILTER, 20 X 20 X 2, PLEATED MDL 40 STANDARD MERV 10 (20X20X2) |  |  |  | 1 |  | 0 | 0 | July | 2026
AHU STN 9Q 0.5H | 001 | 003300000001 | 2026-07-14 00:10 | 1501001094 | FILTER, 20 X 24 X 2, PLEATED MDL 40 HI-CAP MERV 10 (20X24X2, 24X20X2, 24 X 20 X 2)) | 1501001094 - FILTER, 20 X 24 X 2, PLEATED MDL 40 HI-CAP MERV 10 (20X24X2, 24X20X2, 24 X 20 X 2)) |  |  |  | 5 |  | 0 | 0 | July | 2026
B0130 T2 F3 Q | 001 | 013000000003 | 2026-07-14 00:19 | 1501001129 | FILTER, 22 X 22 X 1, PLEATED MDL 40 HI-CAP MERV 10 (22X22X1) | 1501001129 - FILTER, 22 X 22 X 1, PLEATED MDL 40 HI-CAP MERV 10 (22X22X1) |  |  |  | 21 |  | 6.6198 | 139.0158 | July | 2026
B0130 T2 F4 Q | 001 | 013000000004 | 2026-07-14 00:19 | 1501001129 | FILTER, 22 X 22 X 1, PLEATED MDL 40 HI-CAP MERV 10 (22X22X1) | 1501001129 - FILTER, 22 X 22 X 1, PLEATED MDL 40 HI-CAP MERV 10 (22X22X1) |  |  |  | 21 |  | 6.6198 | 139.0158 | July | 2026
AHU MT8 1HR | 001 | 011400000002 | 2026-07-15 | 1501001112 | FILTER, 18 X 24 X 1, PLEATED MDL 40 HI-CAP MERV 10 (18X24X1, 24X18X1, 24 X 18 X 1) | 1501001112 - FILTER, 18 X 24 X 1, PLEATED MDL 40 HI-CAP MERV 10 (18X24X1, 24X18X1, 24 X 18 X 1) |  |  |  | 2 |  | 0 | 0 | July | 2026
AHU MT8 1HR | 001 | 011200000001 | 2026-07-15 | 1501001112 | FILTER, 18 X 24 X 1, PLEATED MDL 40 HI-CAP MERV 10 (18X24X1, 24X18X1, 24 X 18 X 1) | 1501001112 - FILTER, 18 X 24 X 1, PLEATED MDL 40 HI-CAP MERV 10 (18X24X1, 24X18X1, 24 X 18 X 1) |  |  |  | 2 |  | 0 | 0 | July | 2026
AHU MT8 1HR | 001 | 011200000002 | 2026-07-15 | 1501001112 | FILTER, 18 X 24 X 1, PLEATED MDL 40 HI-CAP MERV 10 (18X24X1, 24X18X1, 24 X 18 X 1) | 1501001112 - FILTER, 18 X 24 X 1, PLEATED MDL 40 HI-CAP MERV 10 (18X24X1, 24X18X1, 24 X 18 X 1) |  |  |  | 2 |  | 0 | 0 | July | 2026
AHU MT8 1HR | 001 | 011400000001 | 2026-07-15 | 1501001112 | FILTER, 18 X 24 X 1, PLEATED MDL 40 HI-CAP MERV 10 (18X24X1, 24X18X1, 24 X 18 X 1) | 1501001112 - FILTER, 18 X 24 X 1, PLEATED MDL 40 HI-CAP MERV 10 (18X24X1, 24X18X1, 24 X 18 X 1) |  |  |  | 2 |  | 0 | 0 | July | 2026
B0130 T2 F5 Q | 001 | 013000000005 | 2026-07-15 00:19 | 1501001129 | FILTER, 22 X 22 X 1, PLEATED MDL 40 HI-CAP MERV 10 (22X22X1) | 1501001129 - FILTER, 22 X 22 X 1, PLEATED MDL 40 HI-CAP MERV 10 (22X22X1) |  |  |  | 21 |  | 6.6198 | 139.0158 | July | 2026
B0132 T3 F5 Q | 001 | 013200000005 | 2026-07-15 00:19 | 1501001129 | FILTER, 22 X 22 X 1, PLEATED MDL 40 HI-CAP MERV 10 (22X22X1) | 1501001129 - FILTER, 22 X 22 X 1, PLEATED MDL 40 HI-CAP MERV 10 (22X22X1) |  |  |  | 20 |  | 6.6198 | 132.396 | July | 2026
B0132 T3 F5 Q | 001 | 013200000005 | 2026-07-15 00:19 | 1501001133 | FILTER, 20 X 20 X 1, PLEATED MDL 40 STANDARD MERV 10 (20X20X1) | 1501001133 - FILTER, 20 X 20 X 1, PLEATED MDL 40 STANDARD MERV 10 (20X20X1) |  |  |  | 3 |  | 0 | 0 | July | 2026
B0132 T3 F6 Q | 001 | 013200000006 | 2026-07-15 00:19 | 1501001129 | FILTER, 22 X 22 X 1, PLEATED MDL 40 HI-CAP MERV 10 (22X22X1) | 1501001129 - FILTER, 22 X 22 X 1, PLEATED MDL 40 HI-CAP MERV 10 (22X22X1) |  |  |  | 17 |  | 6.6198 | 112.5366 | July | 2026
B0132 T3 F6 Q | 001 | 013200000006 | 2026-07-15 00:19 | 1501001133 | FILTER, 20 X 20 X 1, PLEATED MDL 40 STANDARD MERV 10 (20X20X1) | 1501001133 - FILTER, 20 X 20 X 1, PLEATED MDL 40 STANDARD MERV 10 (20X20X1) |  |  |  | 3 |  | 0 | 0 | July | 2026
B0154 AHU-2 SA | 001 | 000000129067 | 2026-07-16 | 1501002236 | FILTER, 30/30, DUAL 9, HIGH-CAPACITY, MERV 9, 16X25X2 | 1501002236 - FILTER, 30/30, DUAL 9, HIGH-CAPACITY, MERV 9, 16X25X2 |  |  |  | 8 |  | 0 | 0 | July | 2026
B0154 AHU-2 SA | 001 | 000000129067 | 2026-07-16 | 1501001175 | FILTER, MERV 13, 16 X 25 X 4, PLEATED MDL 40 HI-CAP (16X25X4) | 1501001175 - FILTER, MERV 13, 16 X 25 X 4, PLEATED MDL 40 HI-CAP (16X25X4) |  |  |  | 8 |  | 0 | 0 | July | 2026
FCU 4M SERV T10 | 001 | 000000081036 | 2026-07-16 | 1501001133 | FILTER, 20 X 20 X 1, PLEATED MDL 40 STANDARD MERV 10 (20X20X1) | 1501001133 - FILTER, 20 X 20 X 1, PLEATED MDL 40 STANDARD MERV 10 (20X20X1) |  |  |  | 1 |  | 0 | 0 | July | 2026
FCU 4M SERV T10 | 001 | 000000081037 | 2026-07-16 | 1501001133 | FILTER, 20 X 20 X 1, PLEATED MDL 40 STANDARD MERV 10 (20X20X1) | 1501001133 - FILTER, 20 X 20 X 1, PLEATED MDL 40 STANDARD MERV 10 (20X20X1) |  |  |  | 1 |  | 0 | 0 | July | 2026
FCU 4M SERV T10 | 001 | 000000081051 | 2026-07-16 | 1501001123 | FILTER, 16 X 20 X 2, PLEATED MDL 40 HI-CAP MERV 10 (16X20X2) | 1501001123 - FILTER, 16 X 20 X 2, PLEATED MDL 40 HI-CAP MERV 10 (16X20X2) |  |  |  | 1 |  | 0 | 0 | July | 2026
FCU 4M SERV T10 | 001 | 000000081063 | 2026-07-16 | 1501001133 | FILTER, 20 X 20 X 1, PLEATED MDL 40 STANDARD MERV 10 (20X20X1) | 1501001133 - FILTER, 20 X 20 X 1, PLEATED MDL 40 STANDARD MERV 10 (20X20X1) |  |  |  | 2 |  | 0 | 0 | July | 2026
AHU-Q-1-HSNGZ9 | 001 | 041100000001 | 2026-07-16 00:10 | 1501001617 | FILTER, 20 X 24 X 1, PLEATED MDL 40 HI-CAP MERV 10 (20X24X1) | 1501001617 - FILTER, 20 X 24 X 1, PLEATED MDL 40 HI-CAP MERV 10 (20X24X1) |  |  |  | 2 |  | 7.5693 | 15.1386 | July | 2026
AHU-Q-1-HSNGZ9 | 001 | 041100000002 | 2026-07-16 00:10 | 1501001122 | FILTER, 16 X 25 X 2, PLEATED MDL 40 HI-CAP MERV 10 (16X25X2) | 1501001122 - FILTER, 16 X 25 X 2, PLEATED MDL 40 HI-CAP MERV 10 (16X25X2) |  |  |  | 13 |  | 0 | 0 | July | 2026
AHU-Q-1-HSNGZ9 | 001 | 041500000001 | 2026-07-16 00:10 | 1501001121 | FILTER, 20 X 20 X 2, PLEATED MDL 40 STANDARD MERV 10 (20X20X2) | 1501001121 - FILTER, 20 X 20 X 2, PLEATED MDL 40 STANDARD MERV 10 (20X20X2) |  |  |  | 2 |  | 0 | 0 | July | 2026
AHU-Q-1-HSNGZ9 | 001 | 041600000001 | 2026-07-16 00:10 | 1501001121 | FILTER, 20 X 20 X 2, PLEATED MDL 40 STANDARD MERV 10 (20X20X2) | 1501001121 - FILTER, 20 X 20 X 2, PLEATED MDL 40 STANDARD MERV 10 (20X20X2) |  |  |  | 2 |  | 0 | 0 | July | 2026
AHU-Q-1-HSNGZ9 | 001 | 041100000001 | 2026-07-16 00:10 | 1501001133 | FILTER, 20 X 20 X 1, PLEATED MDL 40 STANDARD MERV 10 (20X20X1) | 1501001133 - FILTER, 20 X 20 X 1, PLEATED MDL 40 STANDARD MERV 10 (20X20X1) |  |  |  | 1 |  | 0 | 0 | July | 2026
AHU-Q-1-HSNGZ9 | 001 | 041500000001 | 2026-07-16 00:10 | 1501001176 | FILTER, MERV 13, 20 X 20 X 4, PLEATED MDL 40 HI-CAP (20X20X4) | 1501001176 - FILTER, MERV 13, 20 X 20 X 4, PLEATED MDL 40 HI-CAP (20X20X4) |  |  |  | 2 |  | 20.58 | 41.16 | July | 2026
AHU-Q-1-HSNGZ9 | 001 | 041600000001 | 2026-07-16 00:10 | 1501001176 | FILTER, MERV 13, 20 X 20 X 4, PLEATED MDL 40 HI-CAP (20X20X4) | 1501001176 - FILTER, MERV 13, 20 X 20 X 4, PLEATED MDL 40 HI-CAP (20X20X4) |  |  |  | 2 |  | 20.58 | 41.16 | July | 2026
AHU-Q-1-HSNGZ9 | 001 | 041100000001 | 2026-07-16 00:10 | 1501001122 | FILTER, 16 X 25 X 2, PLEATED MDL 40 HI-CAP MERV 10 (16X25X2) | 1501001122 - FILTER, 16 X 25 X 2, PLEATED MDL 40 HI-CAP MERV 10 (16X25X2) |  |  |  | 6 |  | 0 | 0 | July | 2026
AHU-Q-1-HSNGZ9 | 001 | 041500000001 | 2026-07-16 00:10 | 1501001910 | FILTER, 20 X 25 X 2, PLEATED MDL 40 HI-CAP MERV 10 (20X25X2) | 1501001910 - FILTER, 20 X 25 X 2, PLEATED MDL 40 HI-CAP MERV 10 (20X25X2) |  |  |  | 2 |  | 0 | 0 | July | 2026
AHU-Q-1-HSNGZ9 | 001 | 041600000001 | 2026-07-16 00:10 | 1501001910 | FILTER, 20 X 25 X 2, PLEATED MDL 40 HI-CAP MERV 10 (20X25X2) | 1501001910 - FILTER, 20 X 25 X 2, PLEATED MDL 40 HI-CAP MERV 10 (20X25X2) |  |  |  | 2 |  | 0 | 0 | July | 2026
AHU-Q-1-HSNGZ9 | 001 | 041500000001 | 2026-07-16 00:10 | 1501001179 | FILTER, MERV 13, 20 X 25 X 4, PLEATED MDL 40 HI-CAP (20X25X4) | 1501001179 - FILTER, MERV 13, 20 X 25 X 4, PLEATED MDL 40 HI-CAP (20X25X4) |  |  |  | 2 |  | 0 | 0 | July | 2026
AHU-Q-1-HSNGZ9 | 001 | 041600000001 | 2026-07-16 00:10 | 1501001179 | FILTER, MERV 13, 20 X 25 X 4, PLEATED MDL 40 HI-CAP (20X25X4) | 1501001179 - FILTER, MERV 13, 20 X 25 X 4, PLEATED MDL 40 HI-CAP (20X25X4) |  |  |  | 2 |  | 0 | 0 | July | 2026
AHU-Q-1-HSNGZ9 | 001 | 041500000001 | 2026-07-16 00:10 | 1501001177 | FILTER, MERV 13, 20 X 24 X 4, PLEATED MDL 40 HI-CAP (20X24X4) | 1501001177 - FILTER, MERV 13, 20 X 24 X 4, PLEATED MDL 40 HI-CAP (20X24X4) |  |  |  | 4 |  | 21.1864 | 84.7456 | July | 2026
AHU-Q-1-HSNGZ9 | 001 | 041600000001 | 2026-07-16 00:10 | 1501001177 | FILTER, MERV 13, 20 X 24 X 4, PLEATED MDL 40 HI-CAP (20X24X4) | 1501001177 - FILTER, MERV 13, 20 X 24 X 4, PLEATED MDL 40 HI-CAP (20X24X4) |  |  |  | 4 |  | 21.1864 | 84.7456 | July | 2026
AHU-Q-1-HSNGZ9 | 001 | 041500000001 | 2026-07-16 00:10 | 1501001094 | FILTER, 20 X 24 X 2, PLEATED MDL 40 HI-CAP MERV 10 (20X24X2, 24X20X2, 24 X 20 X 2)) | 1501001094 - FILTER, 20 X 24 X 2, PLEATED MDL 40 HI-CAP MERV 10 (20X24X2, 24X20X2, 24 X 20 X 2)) |  |  |  | 4 |  | 0 | 0 | July | 2026
AHU-Q-1-HSNGZ9 | 001 | 041600000001 | 2026-07-16 00:10 | 1501001094 | FILTER, 20 X 24 X 2, PLEATED MDL 40 HI-CAP MERV 10 (20X24X2, 24X20X2, 24 X 20 X 2)) | 1501001094 - FILTER, 20 X 24 X 2, PLEATED MDL 40 HI-CAP MERV 10 (20X24X2, 24X20X2, 24 X 20 X 2)) |  |  |  | 4 |  | 0 | 0 | July | 2026
AHU-Q-1-HSNGZ9 | 001 | 041600000002 | 2026-07-16 00:10 | 1501001910 | FILTER, 20 X 25 X 2, PLEATED MDL 40 HI-CAP MERV 10 (20X25X2) | 1501001910 - FILTER, 20 X 25 X 2, PLEATED MDL 40 HI-CAP MERV 10 (20X25X2) |  |  |  | 2 |  | 0 | 0 | July | 2026
AHU-Q-1-HSNGZ9 | 001 | 041700000001 | 2026-07-16 00:10 | 1501001121 | FILTER, 20 X 20 X 2, PLEATED MDL 40 STANDARD MERV 10 (20X20X2) | 1501001121 - FILTER, 20 X 20 X 2, PLEATED MDL 40 STANDARD MERV 10 (20X20X2) |  |  |  | 2 |  | 0 | 0 | July | 2026
AHU-Q-1-HSNGZ9 | 001 | 041700000002 | 2026-07-16 00:10 | 1501001910 | FILTER, 20 X 25 X 2, PLEATED MDL 40 HI-CAP MERV 10 (20X25X2) | 1501001910 - FILTER, 20 X 25 X 2, PLEATED MDL 40 HI-CAP MERV 10 (20X25X2) |  |  |  | 2 |  | 0 | 0 | July | 2026
AHU-Q-1-HSNGZ9 | 001 | 041600000002 | 2026-07-16 00:10 | 1501001179 | FILTER, MERV 13, 20 X 25 X 4, PLEATED MDL 40 HI-CAP (20X25X4) | 1501001179 - FILTER, MERV 13, 20 X 25 X 4, PLEATED MDL 40 HI-CAP (20X25X4) |  |  |  | 2 |  | 0 | 0 | July | 2026
AHU-Q-1-HSNGZ9 | 001 | 041700000001 | 2026-07-16 00:10 | 1501001176 | FILTER, MERV 13, 20 X 20 X 4, PLEATED MDL 40 HI-CAP (20X20X4) | 1501001176 - FILTER, MERV 13, 20 X 20 X 4, PLEATED MDL 40 HI-CAP (20X20X4) |  |  |  | 2 |  | 20.58 | 41.16 | July | 2026
AHU-Q-1-HSNGZ9 | 001 | 041700000002 | 2026-07-16 00:10 | 1501001179 | FILTER, MERV 13, 20 X 25 X 4, PLEATED MDL 40 HI-CAP (20X25X4) | 1501001179 - FILTER, MERV 13, 20 X 25 X 4, PLEATED MDL 40 HI-CAP (20X25X4) |  |  |  | 2 |  | 0 | 0 | July | 2026
AHU-Q-1-HSNGZ9 | 001 | 041600000002 | 2026-07-16 00:10 | 1501001175 | FILTER, MERV 13, 16 X 25 X 4, PLEATED MDL 40 HI-CAP (16X25X4) | 1501001175 - FILTER, MERV 13, 16 X 25 X 4, PLEATED MDL 40 HI-CAP (16X25X4) |  |  |  | 1 |  | 0 | 0 | July | 2026
AHU-Q-1-HSNGZ9 | 001 | 041700000001 | 2026-07-16 00:10 | 1501001094 | FILTER, 20 X 24 X 2, PLEATED MDL 40 HI-CAP MERV 10 (20X24X2, 24X20X2, 24 X 20 X 2)) | 1501001094 - FILTER, 20 X 24 X 2, PLEATED MDL 40 HI-CAP MERV 10 (20X24X2, 24X20X2, 24 X 20 X 2)) |  |  |  | 4 |  | 0 | 0 | July | 2026
AHU-Q-1-HSNGZ9 | 001 | 041700000002 | 2026-07-16 00:10 | 1501001122 | FILTER, 16 X 25 X 2, PLEATED MDL 40 HI-CAP MERV 10 (16X25X2) | 1501001122 - FILTER, 16 X 25 X 2, PLEATED MDL 40 HI-CAP MERV 10 (16X25X2) |  |  |  | 1 |  | 0 | 0 | July | 2026
AHU-Q-1-HSNGZ9 | 001 | 041600000002 | 2026-07-16 00:10 | 1501001122 | FILTER, 16 X 25 X 2, PLEATED MDL 40 HI-CAP MERV 10 (16X25X2) | 1501001122 - FILTER, 16 X 25 X 2, PLEATED MDL 40 HI-CAP MERV 10 (16X25X2) |  |  |  | 1 |  | 0 | 0 | July | 2026
AHU-Q-1-HSNGZ9 | 001 | 041700000001 | 2026-07-16 00:10 | 1501001177 | FILTER, MERV 13, 20 X 24 X 4, PLEATED MDL 40 HI-CAP (20X24X4) | 1501001177 - FILTER, MERV 13, 20 X 24 X 4, PLEATED MDL 40 HI-CAP (20X24X4) |  |  |  | 4 |  | 21.1864 | 84.7456 | July | 2026
AHU-Q-1-HSNGZ9 | 001 | 041700000002 | 2026-07-16 00:10 | 1501001175 | FILTER, MERV 13, 16 X 25 X 4, PLEATED MDL 40 HI-CAP (16X25X4) | 1501001175 - FILTER, MERV 13, 16 X 25 X 4, PLEATED MDL 40 HI-CAP (16X25X4) |  |  |  | 1 |  | 0 | 0 | July | 2026
AHU-Q-1-HSNGZ9 | 001 | 041700000001 | 2026-07-16 00:10 | 1501001910 | FILTER, 20 X 25 X 2, PLEATED MDL 40 HI-CAP MERV 10 (20X25X2) | 1501001910 - FILTER, 20 X 25 X 2, PLEATED MDL 40 HI-CAP MERV 10 (20X25X2) |  |  |  | 2 |  | 0 | 0 | July | 2026
AHU-Q-1-HSNGZ9 | 001 | 041700000001 | 2026-07-16 00:10 | 1501001179 | FILTER, MERV 13, 20 X 25 X 4, PLEATED MDL 40 HI-CAP (20X25X4) | 1501001179 - FILTER, MERV 13, 20 X 25 X 4, PLEATED MDL 40 HI-CAP (20X25X4) |  |  |  | 2 |  | 0 | 0 | July | 2026
B0132 T3 F7 Q | 001 | 013200000007 | 2026-07-16 00:19 | 1501001129 | FILTER, 22 X 22 X 1, PLEATED MDL 40 HI-CAP MERV 10 (22X22X1) | 1501001129 - FILTER, 22 X 22 X 1, PLEATED MDL 40 HI-CAP MERV 10 (22X22X1) |  |  |  | 17 |  | 6.6198 | 112.5366 | July | 2026
B0132 T3 F7 Q | 001 | 013200000007 | 2026-07-16 00:19 | 1501001133 | FILTER, 20 X 20 X 1, PLEATED MDL 40 STANDARD MERV 10 (20X20X1) | 1501001133 - FILTER, 20 X 20 X 1, PLEATED MDL 40 STANDARD MERV 10 (20X20X1) |  |  |  | 2 |  | 0 | 0 | July | 2026
FTU Q-1 TECHII | 001 | 000000020001 | 2026-07-16 00:27 | 1501001143 | FILTER, 14 X 20 X 1, PLEATED MDL 40 HI-CAP MERV 10 (14X20X1) | 1501001143 - FILTER, 14 X 20 X 1, PLEATED MDL 40 HI-CAP MERV 10 (14X20X1) |  |  |  | 1 |  | 0 | 0 | July | 2026
FTU Q-1 TECHII | 001 | 000000020002 | 2026-07-16 00:27 | 1501001139 | FILTER, 16 X 20 X 1, PLEATED MDL 40 HI-CAP MERV 10 (16X20X1) (ACTUAL SIZE: 15-1/2"X19-1/2"X3/4") | 1501001139 - FILTER, 16 X 20 X 1, PLEATED MDL 40 HI-CAP MERV 10 (16X20X1) (ACTUAL SIZE: 15-1/2"X19-1/2"X3/4") |  |  |  | 1 |  | 0 | 0 | July | 2026
FTU Q-1 TECHII | 001 | 000000020003 | 2026-07-16 00:27 | 1501001139 | FILTER, 16 X 20 X 1, PLEATED MDL 40 HI-CAP MERV 10 (16X20X1) (ACTUAL SIZE: 15-1/2"X19-1/2"X3/4") | 1501001139 - FILTER, 16 X 20 X 1, PLEATED MDL 40 HI-CAP MERV 10 (16X20X1) (ACTUAL SIZE: 15-1/2"X19-1/2"X3/4") |  |  |  | 1 |  | 0 | 0 | July | 2026
FTU Q-1 TECHII | 001 | 000000020004 | 2026-07-16 00:27 | 1501001139 | FILTER, 16 X 20 X 1, PLEATED MDL 40 HI-CAP MERV 10 (16X20X1) (ACTUAL SIZE: 15-1/2"X19-1/2"X3/4") | 1501001139 - FILTER, 16 X 20 X 1, PLEATED MDL 40 HI-CAP MERV 10 (16X20X1) (ACTUAL SIZE: 15-1/2"X19-1/2"X3/4") |  |  |  | 1 |  | 0 | 0 | July | 2026
FTU Q-1 TECHII | 001 | 000000020005 | 2026-07-16 00:27 | 1501001139 | FILTER, 16 X 20 X 1, PLEATED MDL 40 HI-CAP MERV 10 (16X20X1) (ACTUAL SIZE: 15-1/2"X19-1/2"X3/4") | 1501001139 - FILTER, 16 X 20 X 1, PLEATED MDL 40 HI-CAP MERV 10 (16X20X1) (ACTUAL SIZE: 15-1/2"X19-1/2"X3/4") |  |  |  | 1 |  | 0 | 0 | July | 2026
FTU Q-1 TECHII | 001 | 000000020019 | 2026-07-16 00:27 | 1501001139 | FILTER, 16 X 20 X 1, PLEATED MDL 40 HI-CAP MERV 10 (16X20X1) (ACTUAL SIZE: 15-1/2"X19-1/2"X3/4") | 1501001139 - FILTER, 16 X 20 X 1, PLEATED MDL 40 HI-CAP MERV 10 (16X20X1) (ACTUAL SIZE: 15-1/2"X19-1/2"X3/4") |  |  |  | 1 |  | 0 | 0 | July | 2026
FTU Q-1 TECHII | 001 | 000000020022 | 2026-07-16 00:27 | 1501001139 | FILTER, 16 X 20 X 1, PLEATED MDL 40 HI-CAP MERV 10 (16X20X1) (ACTUAL SIZE: 15-1/2"X19-1/2"X3/4") | 1501001139 - FILTER, 16 X 20 X 1, PLEATED MDL 40 HI-CAP MERV 10 (16X20X1) (ACTUAL SIZE: 15-1/2"X19-1/2"X3/4") |  |  |  | 1 |  | 0 | 0 | July | 2026
FTU Q-1 TECHII | 001 | 000000020018 | 2026-07-16 00:27 | 1501001143 | FILTER, 14 X 20 X 1, PLEATED MDL 40 HI-CAP MERV 10 (14X20X1) | 1501001143 - FILTER, 14 X 20 X 1, PLEATED MDL 40 HI-CAP MERV 10 (14X20X1) |  |  |  | 1 |  | 0 | 0 | July | 2026
AHU-GREEK-Q | 001 | 040900000001 | 2026-07-17 00:10 | 1501001928 | FILTER, 20 X 22 X 1, PLEATED MDL 40 HI-CAP MERV 10 (20X22X1) | 1501001928 - FILTER, 20 X 22 X 1, PLEATED MDL 40 HI-CAP MERV 10 (20X22X1) |  |  |  | 4 |  | 1 | 4 | July | 2026
AHU-GREEK-Q | 001 | 040900000001 | 2026-07-17 00:10 | 1501001122 | FILTER, 16 X 25 X 2, PLEATED MDL 40 HI-CAP MERV 10 (16X25X2) | 1501001122 - FILTER, 16 X 25 X 2, PLEATED MDL 40 HI-CAP MERV 10 (16X25X2) |  |  |  | 7 |  | 0 | 0 | July | 2026
AHU-Q-1-STRNZ8 | 001 | 011000000002 | 2026-07-20 | 1501001113 | FILTER, 18 X 20 X 1 PLEATED MDL 40 HI-CAP MERV 10 (18X20X1) | 1501001113 - FILTER, 18 X 20 X 1 PLEATED MDL 40 HI-CAP MERV 10 (18X20X1) |  |  |  | 3 |  | 4.4699 | 13.4097 | July | 2026
AHU-Q-1-STRNZ8 | 001 | 011000000003 | 2026-07-20 | 1501001143 | FILTER, 14 X 20 X 1, PLEATED MDL 40 HI-CAP MERV 10 (14X20X1) | 1501001143 - FILTER, 14 X 20 X 1, PLEATED MDL 40 HI-CAP MERV 10 (14X20X1) |  |  |  | 30 |  | 0 | 0 | July | 2026
AHU-Q-1-STRNZ8 | 001 | 015600000001 | 2026-07-20 | 1501001094 | FILTER, 20 X 24 X 2, PLEATED MDL 40 HI-CAP MERV 10 (20X24X2, 24X20X2, 24 X 20 X 2)) | 1501001094 - FILTER, 20 X 24 X 2, PLEATED MDL 40 HI-CAP MERV 10 (20X24X2, 24X20X2, 24 X 20 X 2)) |  |  |  | 12 |  | 0 | 0 | July | 2026
AHU-Q-1-STRNZ8 | 001 | 015600000002 | 2026-07-20 | 1501001191 | FILTER, 9-1/2"X19-1/2"X2" (ACTUAL SIZE), PLEATED MDL 40 HI-CAP MERV 10 (10X20X2) | 1501001191 - FILTER, 9-1/2"X19-1/2"X2" (ACTUAL SIZE), PLEATED MDL 40 HI-CAP MERV 10 (10X20X2) |  |  |  | 2 |  | 0 | 0 | July | 2026
AHU-Q-1-STRNZ8 | 001 | 011000000002 | 2026-07-20 | 1501001143 | FILTER, 14 X 20 X 1, PLEATED MDL 40 HI-CAP MERV 10 (14X20X1) | 1501001143 - FILTER, 14 X 20 X 1, PLEATED MDL 40 HI-CAP MERV 10 (14X20X1) |  |  |  | 30 |  | 0 | 0 | July | 2026
AHU-Q-1-STRNZ8 | 001 | 011000000003 | 2026-07-20 | 1501001113 | FILTER, 18 X 20 X 1 PLEATED MDL 40 HI-CAP MERV 10 (18X20X1) | 1501001113 - FILTER, 18 X 20 X 1 PLEATED MDL 40 HI-CAP MERV 10 (18X20X1) |  |  |  | 2 |  | 4.4699 | 8.9398 | July | 2026
AHU-Q-1-STRNZ8 | 001 | 015600000001 | 2026-07-20 | 1501001154 | FILTER, 24 X 30 X 2, PLEATED MDL 40 HI-CAP MERV 10 (24X30X2) | 1501001154 - FILTER, 24 X 30 X 2, PLEATED MDL 40 HI-CAP MERV 10 (24X30X2) |  |  |  | 1 |  | 15.4217 | 15.4217 | July | 2026
AHU-Q-1-STRNZ8 | 001 | 015600000002 | 2026-07-20 | 1501001094 | FILTER, 20 X 24 X 2, PLEATED MDL 40 HI-CAP MERV 10 (20X24X2, 24X20X2, 24 X 20 X 2)) | 1501001094 - FILTER, 20 X 24 X 2, PLEATED MDL 40 HI-CAP MERV 10 (20X24X2, 24X20X2, 24 X 20 X 2)) |  |  |  | 14 |  | 0 | 0 | July | 2026
AHU-Q-1-STRNZ8 | 001 | 011000000003 | 2026-07-20 | 1501001550 | FILTER, 18 X 25 X 1, (18X25X1), PLEATED MDL 40 HI-CAP MERV 10 | 1501001550 - FILTER, 18 X 25 X 1, (18X25X1), PLEATED MDL 40 HI-CAP MERV 10 |  |  |  | 1 |  | 0 | 0 | July | 2026
AHU-Q-1-STRNZ8 | 001 | 015600000001 | 2026-07-20 | 1501001122 | FILTER, 16 X 25 X 2, PLEATED MDL 40 HI-CAP MERV 10 (16X25X2) | 1501001122 - FILTER, 16 X 25 X 2, PLEATED MDL 40 HI-CAP MERV 10 (16X25X2) |  |  |  | 4 |  | 0 | 0 | July | 2026
AHU-Q-1-STRNZ8 | 001 | 015600000002 | 2026-07-20 | 1501001122 | FILTER, 16 X 25 X 2, PLEATED MDL 40 HI-CAP MERV 10 (16X25X2) | 1501001122 - FILTER, 16 X 25 X 2, PLEATED MDL 40 HI-CAP MERV 10 (16X25X2) |  |  |  | 4 |  | 0 | 0 | July | 2026
AHU-Q-1-STRNZ8 | 001 | 015600000001 | 2026-07-20 | 1501001191 | FILTER, 9-1/2"X19-1/2"X2" (ACTUAL SIZE), PLEATED MDL 40 HI-CAP MERV 10 (10X20X2) | 1501001191 - FILTER, 9-1/2"X19-1/2"X2" (ACTUAL SIZE), PLEATED MDL 40 HI-CAP MERV 10 (10X20X2) |  |  |  | 8 |  | 0 | 0 | July | 2026
AHU-Q-1-STRNZ8 | 001 | 015600000002 | 2026-07-20 | 1501003009 | FILTER, 14 INCH X 20 INCH X 2 INCH, PLEATED MDL 40 HI-CAP MERV 10 (14X20X2, 14 X 20 X 2) | 1501003009 - FILTER, 14 INCH X 20 INCH X 2 INCH, PLEATED MDL 40 HI-CAP MERV 10 (14X20X2, 14 X 20 X 2) |  |  |  | 2 |  | 0 | 0 | July | 2026
DX Q SERV T4 | 001 | 000000035019 | 2026-07-20 | 1501001122 | FILTER, 16 X 25 X 2, PLEATED MDL 40 HI-CAP MERV 10 (16X25X2) | 1501001122 - FILTER, 16 X 25 X 2, PLEATED MDL 40 HI-CAP MERV 10 (16X25X2) |  |  |  | 4 |  | 0 | 0 | July | 2026
DX Q SERV T4 | 001 | 000000035020 | 2026-07-20 | 1501001122 | FILTER, 16 X 25 X 2, PLEATED MDL 40 HI-CAP MERV 10 (16X25X2) | 1501001122 - FILTER, 16 X 25 X 2, PLEATED MDL 40 HI-CAP MERV 10 (16X25X2) |  |  |  | 4 |  | 0 | 0 | July | 2026
DX Q SERV T4 | 001 | 000000035021 | 2026-07-20 | 1501001100 | FILTER, 18 X 18 X 2, PLEATED MDL 40 HI-CAP MERV 10 (18X18X2) | 1501001100 - FILTER, 18 X 18 X 2, PLEATED MDL 40 HI-CAP MERV 10 (18X18X2) |  |  |  | 1 |  | 7.2091 | 7.2091 | July | 2026
DX Q SERV T4 | 001 | 000000035022 | 2026-07-20 | 1501001100 | FILTER, 18 X 18 X 2, PLEATED MDL 40 HI-CAP MERV 10 (18X18X2) | 1501001100 - FILTER, 18 X 18 X 2, PLEATED MDL 40 HI-CAP MERV 10 (18X18X2) |  |  |  | 1 |  | 7.2091 | 7.2091 | July | 2026
DX Q SERV T4 | 001 | 000000035021 | 2026-07-20 | 1501001246 | FILTER, 18 X 20 X 2, PLEATED MDL 40 HI-CAP MERV 10 (18X20X2) | 1501001246 - FILTER, 18 X 20 X 2, PLEATED MDL 40 HI-CAP MERV 10 (18X20X2) |  |  |  | 1 |  | 3.5457 | 3.5457 | July | 2026
DX Q SERV T4 | 001 | 000000035022 | 2026-07-20 | 1501001246 | FILTER, 18 X 20 X 2, PLEATED MDL 40 HI-CAP MERV 10 (18X20X2) | 1501001246 - FILTER, 18 X 20 X 2, PLEATED MDL 40 HI-CAP MERV 10 (18X20X2) |  |  |  | 1 |  | 3.5457 | 3.5457 | July | 2026
B0132 T3 F1 Q | 001 | 013200000001 | 2026-07-20 00:19 | 1501001129 | FILTER, 22 X 22 X 1, PLEATED MDL 40 HI-CAP MERV 10 (22X22X1) | 1501001129 - FILTER, 22 X 22 X 1, PLEATED MDL 40 HI-CAP MERV 10 (22X22X1) |  |  |  | 13 |  | 6.6198 | 86.0574 | July | 2026
B0132 T3 F1 Q | 001 | 013200000001 | 2026-07-20 00:19 | 1501001133 | FILTER, 20 X 20 X 1, PLEATED MDL 40 STANDARD MERV 10 (20X20X1) | 1501001133 - FILTER, 20 X 20 X 1, PLEATED MDL 40 STANDARD MERV 10 (20X20X1) |  |  |  | 3 |  | 0 | 0 | July | 2026
B0132 T3 F1 Q | 001 | 013200000001 | 2026-07-20 00:19 | 1501001111 | FILTER, 18 X 18 X 1, PLEATED MDL 40 HI-CAP MERV 10 (18X18X1) | 1501001111 - FILTER, 18 X 18 X 1, PLEATED MDL 40 HI-CAP MERV 10 (18X18X1) |  |  |  | 3 |  | 0 | 0 | July | 2026
B0132 T3 F2 Q | 001 | 013200000002 | 2026-07-20 00:19 | 1501001129 | FILTER, 22 X 22 X 1, PLEATED MDL 40 HI-CAP MERV 10 (22X22X1) | 1501001129 - FILTER, 22 X 22 X 1, PLEATED MDL 40 HI-CAP MERV 10 (22X22X1) |  |  |  | 14 |  | 6.6198 | 92.6772 | July | 2026
B0132 T3 F2 Q | 001 | 013200000002 | 2026-07-20 00:19 | 1501001133 | FILTER, 20 X 20 X 1, PLEATED MDL 40 STANDARD MERV 10 (20X20X1) | 1501001133 - FILTER, 20 X 20 X 1, PLEATED MDL 40 STANDARD MERV 10 (20X20X1) |  |  |  | 3 |  | 0 | 0 | July | 2026
B0156-AHU-Q | 001 | 015600000001 | 2026-07-20 00:20 | 1501001094 | FILTER, 20 X 24 X 2, PLEATED MDL 40 HI-CAP MERV 10 (20X24X2, 24X20X2, 24 X 20 X 2)) | 1501001094 - FILTER, 20 X 24 X 2, PLEATED MDL 40 HI-CAP MERV 10 (20X24X2, 24X20X2, 24 X 20 X 2)) |  |  |  | 12 |  | 0 | 0 | July | 2026
B0156-AHU-Q | 001 | 015600000002 | 2026-07-20 00:20 | 1501001191 | FILTER, 9-1/2"X19-1/2"X2" (ACTUAL SIZE), PLEATED MDL 40 HI-CAP MERV 10 (10X20X2) | 1501001191 - FILTER, 9-1/2"X19-1/2"X2" (ACTUAL SIZE), PLEATED MDL 40 HI-CAP MERV 10 (10X20X2) |  |  |  | 2 |  | 0 | 0 | July | 2026
B0156-AHU-Q | 001 | 015600000001 | 2026-07-20 00:20 | 1501001154 | FILTER, 24 X 30 X 2, PLEATED MDL 40 HI-CAP MERV 10 (24X30X2) | 1501001154 - FILTER, 24 X 30 X 2, PLEATED MDL 40 HI-CAP MERV 10 (24X30X2) |  |  |  | 1 |  | 15.4217 | 15.4217 | July | 2026
B0156-AHU-Q | 001 | 015600000002 | 2026-07-20 00:20 | 1501001094 | FILTER, 20 X 24 X 2, PLEATED MDL 40 HI-CAP MERV 10 (20X24X2, 24X20X2, 24 X 20 X 2)) | 1501001094 - FILTER, 20 X 24 X 2, PLEATED MDL 40 HI-CAP MERV 10 (20X24X2, 24X20X2, 24 X 20 X 2)) |  |  |  | 14 |  | 0 | 0 | July | 2026
B0156-AHU-Q | 001 | 015600000001 | 2026-07-20 00:20 | 1501001122 | FILTER, 16 X 25 X 2, PLEATED MDL 40 HI-CAP MERV 10 (16X25X2) | 1501001122 - FILTER, 16 X 25 X 2, PLEATED MDL 40 HI-CAP MERV 10 (16X25X2) |  |  |  | 4 |  | 0 | 0 | July | 2026
B0156-AHU-Q | 001 | 015600000002 | 2026-07-20 00:20 | 1501001122 | FILTER, 16 X 25 X 2, PLEATED MDL 40 HI-CAP MERV 10 (16X25X2) | 1501001122 - FILTER, 16 X 25 X 2, PLEATED MDL 40 HI-CAP MERV 10 (16X25X2) |  |  |  | 4 |  | 0 | 0 | July | 2026
B0156-AHU-Q | 001 | 015600000001 | 2026-07-20 00:20 | 1501001191 | FILTER, 9-1/2"X19-1/2"X2" (ACTUAL SIZE), PLEATED MDL 40 HI-CAP MERV 10 (10X20X2) | 1501001191 - FILTER, 9-1/2"X19-1/2"X2" (ACTUAL SIZE), PLEATED MDL 40 HI-CAP MERV 10 (10X20X2) |  |  |  | 8 |  | 0 | 0 | July | 2026
B0156-AHU-Q | 001 | 015600000002 | 2026-07-20 00:20 | 1501003009 | FILTER, 14 INCH X 20 INCH X 2 INCH, PLEATED MDL 40 HI-CAP MERV 10 (14X20X2, 14 X 20 X 2) | 1501003009 - FILTER, 14 INCH X 20 INCH X 2 INCH, PLEATED MDL 40 HI-CAP MERV 10 (14X20X2, 14 X 20 X 2) |  |  |  | 2 |  | 0 | 0 | July | 2026
B0156-AHU-Q | 001 | 015600000003 | 2026-07-20 00:20 | 1501001094 | FILTER, 20 X 24 X 2, PLEATED MDL 40 HI-CAP MERV 10 (20X24X2, 24X20X2, 24 X 20 X 2)) | 1501001094 - FILTER, 20 X 24 X 2, PLEATED MDL 40 HI-CAP MERV 10 (20X24X2, 24X20X2, 24 X 20 X 2)) |  |  |  | 14 |  | 0 | 0 | July | 2026
B0156-AHU-Q | 001 | 015600000004 | 2026-07-20 00:20 | 1501001191 | FILTER, 9-1/2"X19-1/2"X2" (ACTUAL SIZE), PLEATED MDL 40 HI-CAP MERV 10 (10X20X2) | 1501001191 - FILTER, 9-1/2"X19-1/2"X2" (ACTUAL SIZE), PLEATED MDL 40 HI-CAP MERV 10 (10X20X2) |  |  |  | 2 |  | 0 | 0 | July | 2026
B0156-AHU-Q | 001 | 015600000003 | 2026-07-20 00:20 | 1501001122 | FILTER, 16 X 25 X 2, PLEATED MDL 40 HI-CAP MERV 10 (16X25X2) | 1501001122 - FILTER, 16 X 25 X 2, PLEATED MDL 40 HI-CAP MERV 10 (16X25X2) |  |  |  | 4 |  | 0 | 0 | July | 2026
B0156-AHU-Q | 001 | 015600000004 | 2026-07-20 00:20 | 1501001094 | FILTER, 20 X 24 X 2, PLEATED MDL 40 HI-CAP MERV 10 (20X24X2, 24X20X2, 24 X 20 X 2)) | 1501001094 - FILTER, 20 X 24 X 2, PLEATED MDL 40 HI-CAP MERV 10 (20X24X2, 24X20X2, 24 X 20 X 2)) |  |  |  | 12 |  | 0 | 0 | July | 2026
B0156-AHU-Q | 001 | 015600000003 | 2026-07-20 00:20 | 1501001191 | FILTER, 9-1/2"X19-1/2"X2" (ACTUAL SIZE), PLEATED MDL 40 HI-CAP MERV 10 (10X20X2) | 1501001191 - FILTER, 9-1/2"X19-1/2"X2" (ACTUAL SIZE), PLEATED MDL 40 HI-CAP MERV 10 (10X20X2) |  |  |  | 2 |  | 0 | 0 | July | 2026
B0156-AHU-Q | 001 | 015600000004 | 2026-07-20 00:20 | 1501001122 | FILTER, 16 X 25 X 2, PLEATED MDL 40 HI-CAP MERV 10 (16X25X2) | 1501001122 - FILTER, 16 X 25 X 2, PLEATED MDL 40 HI-CAP MERV 10 (16X25X2) |  |  |  | 4 |  | 0 | 0 | July | 2026
B0156-AHU-Q | 001 | 015600000004 | 2026-07-20 00:20 | 1501003009 | FILTER, 14 INCH X 20 INCH X 2 INCH, PLEATED MDL 40 HI-CAP MERV 10 (14X20X2, 14 X 20 X 2) | 1501003009 - FILTER, 14 INCH X 20 INCH X 2 INCH, PLEATED MDL 40 HI-CAP MERV 10 (14X20X2, 14 X 20 X 2) |  |  |  | 4 |  | 0 | 0 | July | 2026
B0156-AHU-Q | 001 | 015600000004 | 2026-07-20 00:20 | 1501001121 | FILTER, 20 X 20 X 2, PLEATED MDL 40 STANDARD MERV 10 (20X20X2) | 1501001121 - FILTER, 20 X 20 X 2, PLEATED MDL 40 STANDARD MERV 10 (20X20X2) |  |  |  | 6 |  | 0 | 0 | July | 2026
B0156-AHU-Q | 001 | 015600000004 | 2026-07-20 00:20 | 1501003007 | FILTER, 20 X 24 X 4, PLEATED MDL 40 HI-CAP MERV 10 (20X24X4) | 1501003007 - FILTER, 20 X 24 X 4, PLEATED MDL 40 HI-CAP MERV 10 (20X24X4) |  |  |  | 2 |  | 0 | 0 | July | 2026
B0156-AHU-Q | 001 | 015600000004 | 2026-07-20 00:20 | 1501001145 | FILTER, 24 X 24 X 4, PLEATED MDL 40 HI-CAP MERV 10 (24X24X4) | 1501001145 - FILTER, 24 X 24 X 4, PLEATED MDL 40 HI-CAP MERV 10 (24X24X4) |  |  |  | 4 |  | 0 | 0 | July | 2026
B0156-AHU-Q | 001 | 015600000004 | 2026-07-20 00:20 | 1501001119 | FILTER, 24 X 24 X 2, PLEATED MDL 40 HI-CAP MERV 10 (24X24X2) | 1501001119 - FILTER, 24 X 24 X 2, PLEATED MDL 40 HI-CAP MERV 10 (24X24X2) |  |  |  | 2 |  | 0 | 0 | July | 2026
B0132 T3 F3 Q | 001 | 013200000003 | 2026-07-21 00:19 | 1501001129 | FILTER, 22 X 22 X 1, PLEATED MDL 40 HI-CAP MERV 10 (22X22X1) | 1501001129 - FILTER, 22 X 22 X 1, PLEATED MDL 40 HI-CAP MERV 10 (22X22X1) |  |  |  | 20 |  | 6.6198 | 132.396 | July | 2026
B0132 T3 F3 Q | 001 | 013200000003 | 2026-07-21 00:19 | 1501001133 | FILTER, 20 X 20 X 1, PLEATED MDL 40 STANDARD MERV 10 (20X20X1) | 1501001133 - FILTER, 20 X 20 X 1, PLEATED MDL 40 STANDARD MERV 10 (20X20X1) |  |  |  | 3 |  | 0 | 0 | July | 2026
B0132 T3 F4 Q | 001 | 013200000004 | 2026-07-21 00:19 | 1501001129 | FILTER, 22 X 22 X 1, PLEATED MDL 40 HI-CAP MERV 10 (22X22X1) | 1501001129 - FILTER, 22 X 22 X 1, PLEATED MDL 40 HI-CAP MERV 10 (22X22X1) |  |  |  | 20 |  | 6.6198 | 132.396 | July | 2026
B0132 T3 F4 Q | 001 | 013200000004 | 2026-07-21 00:19 | 1501001133 | FILTER, 20 X 20 X 1, PLEATED MDL 40 STANDARD MERV 10 (20X20X1) | 1501001133 - FILTER, 20 X 20 X 1, PLEATED MDL 40 STANDARD MERV 10 (20X20X1) |  |  |  | 3 |  | 0 | 0 | July | 2026
B0130 T2 F6 Q | 001 | 013000000006 | 2026-07-22 00:19 | 1501001129 | FILTER, 22 X 22 X 1, PLEATED MDL 40 HI-CAP MERV 10 (22X22X1) | 1501001129 - FILTER, 22 X 22 X 1, PLEATED MDL 40 HI-CAP MERV 10 (22X22X1) |  |  |  | 21 |  | 6.6198 | 139.0158 | July | 2026
B0133 T4 F5 Q | 001 | 013300000005 | 2026-07-22 00:19 | 1501001129 | FILTER, 22 X 22 X 1, PLEATED MDL 40 HI-CAP MERV 10 (22X22X1) | 1501001129 - FILTER, 22 X 22 X 1, PLEATED MDL 40 HI-CAP MERV 10 (22X22X1) |  |  |  | 20 |  | 6.6198 | 132.396 | July | 2026
B0133 T4 F5 Q | 001 | 013300000005 | 2026-07-22 00:19 | 1501001133 | FILTER, 20 X 20 X 1, PLEATED MDL 40 STANDARD MERV 10 (20X20X1) | 1501001133 - FILTER, 20 X 20 X 1, PLEATED MDL 40 STANDARD MERV 10 (20X20X1) |  |  |  | 3 |  | 0 | 0 | July | 2026
B0133 T4 F6 Q | 001 | 013300000006 | 2026-07-22 00:19 | 1501001129 | FILTER, 22 X 22 X 1, PLEATED MDL 40 HI-CAP MERV 10 (22X22X1) | 1501001129 - FILTER, 22 X 22 X 1, PLEATED MDL 40 HI-CAP MERV 10 (22X22X1) |  |  |  | 17 |  | 6.6198 | 112.5366 | July | 2026
B0133 T4 F6 Q | 001 | 013300000006 | 2026-07-22 00:19 | 1501001133 | FILTER, 20 X 20 X 1, PLEATED MDL 40 STANDARD MERV 10 (20X20X1) | 1501001133 - FILTER, 20 X 20 X 1, PLEATED MDL 40 STANDARD MERV 10 (20X20X1) |  |  |  | 3 |  | 0 | 0 | July | 2026
B0133 T4 F7 Q | 001 | 013300000007 | 2026-07-23 00:19 | 1501001129 | FILTER, 22 X 22 X 1, PLEATED MDL 40 HI-CAP MERV 10 (22X22X1) | 1501001129 - FILTER, 22 X 22 X 1, PLEATED MDL 40 HI-CAP MERV 10 (22X22X1) |  |  |  | 17 |  | 6.6198 | 112.5366 | July | 2026
B0133 T4 F7 Q | 001 | 013300000007 | 2026-07-23 00:19 | 1501001133 | FILTER, 20 X 20 X 1, PLEATED MDL 40 STANDARD MERV 10 (20X20X1) | 1501001133 - FILTER, 20 X 20 X 1, PLEATED MDL 40 STANDARD MERV 10 (20X20X1) |  |  |  | 2 |  | 0 | 0 | July | 2026
B0133 T4 F7 Q | 001 | 013300000007 | 2026-07-23 00:19 | 1501001111 | FILTER, 18 X 18 X 1, PLEATED MDL 40 HI-CAP MERV 10 (18X18X1) | 1501001111 - FILTER, 18 X 18 X 1, PLEATED MDL 40 HI-CAP MERV 10 (18X18X1) |  |  |  | 3 |  | 0 | 0 | July | 2026
AHU-Q-1-HSNGZ8 | 001 | 011100000001 | 2026-07-27 | 1501001112 | FILTER, 18 X 24 X 1, PLEATED MDL 40 HI-CAP MERV 10 (18X24X1, 24X18X1, 24 X 18 X 1) | 1501001112 - FILTER, 18 X 24 X 1, PLEATED MDL 40 HI-CAP MERV 10 (18X24X1, 24X18X1, 24 X 18 X 1) |  |  |  | 13 |  | 0 | 0 | July | 2026
AHU-Q-1-HSNGZ8 | 001 | 011100000002 | 2026-07-27 | 1501001112 | FILTER, 18 X 24 X 1, PLEATED MDL 40 HI-CAP MERV 10 (18X24X1, 24X18X1, 24 X 18 X 1) | 1501001112 - FILTER, 18 X 24 X 1, PLEATED MDL 40 HI-CAP MERV 10 (18X24X1, 24X18X1, 24 X 18 X 1) |  |  |  | 13 |  | 0 | 0 | July | 2026
AHU-Q-1-HSNGZ8 | 001 | 011100000003 | 2026-07-27 | 1501001112 | FILTER, 18 X 24 X 1, PLEATED MDL 40 HI-CAP MERV 10 (18X24X1, 24X18X1, 24 X 18 X 1) | 1501001112 - FILTER, 18 X 24 X 1, PLEATED MDL 40 HI-CAP MERV 10 (18X24X1, 24X18X1, 24 X 18 X 1) |  |  |  | 13 |  | 0 | 0 | July | 2026
AHU-Q-1-HSNGZ8 | 001 | 011100000004 | 2026-07-27 | 1501001112 | FILTER, 18 X 24 X 1, PLEATED MDL 40 HI-CAP MERV 10 (18X24X1, 24X18X1, 24 X 18 X 1) | 1501001112 - FILTER, 18 X 24 X 1, PLEATED MDL 40 HI-CAP MERV 10 (18X24X1, 24X18X1, 24 X 18 X 1) |  |  |  | 7 |  | 0 | 0 | July | 2026
AHU-Q-1-STRNZ8 | 001 | 015600000003 | 2026-07-27 | 1501001094 | FILTER, 20 X 24 X 2, PLEATED MDL 40 HI-CAP MERV 10 (20X24X2, 24X20X2, 24 X 20 X 2)) | 1501001094 - FILTER, 20 X 24 X 2, PLEATED MDL 40 HI-CAP MERV 10 (20X24X2, 24X20X2, 24 X 20 X 2)) |  |  |  | 14 |  | 0 | 0 | July | 2026
AHU-Q-1-STRNZ8 | 001 | 015600000004 | 2026-07-27 | 1501001191 | FILTER, 9-1/2"X19-1/2"X2" (ACTUAL SIZE), PLEATED MDL 40 HI-CAP MERV 10 (10X20X2) | 1501001191 - FILTER, 9-1/2"X19-1/2"X2" (ACTUAL SIZE), PLEATED MDL 40 HI-CAP MERV 10 (10X20X2) |  |  |  | 2 |  | 0 | 0 | July | 2026
AHU-Q-1-STRNZ8 | 001 | 015700000001 | 2026-07-27 | 1501001191 | FILTER, 9-1/2"X19-1/2"X2" (ACTUAL SIZE), PLEATED MDL 40 HI-CAP MERV 10 (10X20X2) | 1501001191 - FILTER, 9-1/2"X19-1/2"X2" (ACTUAL SIZE), PLEATED MDL 40 HI-CAP MERV 10 (10X20X2) |  |  |  | 8 |  | 0 | 0 | July | 2026
AHU-Q-1-STRNZ8 | 001 | 015700000002 | 2026-07-27 | 1501001191 | FILTER, 9-1/2"X19-1/2"X2" (ACTUAL SIZE), PLEATED MDL 40 HI-CAP MERV 10 (10X20X2) | 1501001191 - FILTER, 9-1/2"X19-1/2"X2" (ACTUAL SIZE), PLEATED MDL 40 HI-CAP MERV 10 (10X20X2) |  |  |  | 2 |  | 0 | 0 | July | 2026
AHU-Q-1-STRNZ8 | 001 | 015600000003 | 2026-07-27 | 1501001122 | FILTER, 16 X 25 X 2, PLEATED MDL 40 HI-CAP MERV 10 (16X25X2) | 1501001122 - FILTER, 16 X 25 X 2, PLEATED MDL 40 HI-CAP MERV 10 (16X25X2) |  |  |  | 4 |  | 0 | 0 | July | 2026
AHU-Q-1-STRNZ8 | 001 | 015600000004 | 2026-07-27 | 1501001094 | FILTER, 20 X 24 X 2, PLEATED MDL 40 HI-CAP MERV 10 (20X24X2, 24X20X2, 24 X 20 X 2)) | 1501001094 - FILTER, 20 X 24 X 2, PLEATED MDL 40 HI-CAP MERV 10 (20X24X2, 24X20X2, 24 X 20 X 2)) |  |  |  | 12 |  | 0 | 0 | July | 2026
AHU-Q-1-STRNZ8 | 001 | 015700000001 | 2026-07-27 | 1501001094 | FILTER, 20 X 24 X 2, PLEATED MDL 40 HI-CAP MERV 10 (20X24X2, 24X20X2, 24 X 20 X 2)) | 1501001094 - FILTER, 20 X 24 X 2, PLEATED MDL 40 HI-CAP MERV 10 (20X24X2, 24X20X2, 24 X 20 X 2)) |  |  |  | 9 |  | 0 | 0 | July | 2026
AHU-Q-1-STRNZ8 | 001 | 015700000002 | 2026-07-27 | 1501001094 | FILTER, 20 X 24 X 2, PLEATED MDL 40 HI-CAP MERV 10 (20X24X2, 24X20X2, 24 X 20 X 2)) | 1501001094 - FILTER, 20 X 24 X 2, PLEATED MDL 40 HI-CAP MERV 10 (20X24X2, 24X20X2, 24 X 20 X 2)) |  |  |  | 14 |  | 0 | 0 | July | 2026
AHU-Q-1-STRNZ8 | 001 | 015600000003 | 2026-07-27 | 1501001191 | FILTER, 9-1/2"X19-1/2"X2" (ACTUAL SIZE), PLEATED MDL 40 HI-CAP MERV 10 (10X20X2) | 1501001191 - FILTER, 9-1/2"X19-1/2"X2" (ACTUAL SIZE), PLEATED MDL 40 HI-CAP MERV 10 (10X20X2) |  |  |  | 2 |  | 0 | 0 | July | 2026
AHU-Q-1-STRNZ8 | 001 | 015600000004 | 2026-07-27 | 1501001122 | FILTER, 16 X 25 X 2, PLEATED MDL 40 HI-CAP MERV 10 (16X25X2) | 1501001122 - FILTER, 16 X 25 X 2, PLEATED MDL 40 HI-CAP MERV 10 (16X25X2) |  |  |  | 4 |  | 0 | 0 | July | 2026
AHU-Q-1-STRNZ8 | 001 | 015700000001 | 2026-07-27 | 1501001154 | FILTER, 24 X 30 X 2, PLEATED MDL 40 HI-CAP MERV 10 (24X30X2) | 1501001154 - FILTER, 24 X 30 X 2, PLEATED MDL 40 HI-CAP MERV 10 (24X30X2) |  |  |  | 1 |  | 15.4217 | 15.4217 | July | 2026
AHU-Q-1-STRNZ8 | 001 | 015700000002 | 2026-07-27 | 1501001122 | FILTER, 16 X 25 X 2, PLEATED MDL 40 HI-CAP MERV 10 (16X25X2) | 1501001122 - FILTER, 16 X 25 X 2, PLEATED MDL 40 HI-CAP MERV 10 (16X25X2) |  |  |  | 4 |  | 0 | 0 | July | 2026
AHU-Q-1-STRNZ8 | 001 | 015600000004 | 2026-07-27 | 1501003009 | FILTER, 14 INCH X 20 INCH X 2 INCH, PLEATED MDL 40 HI-CAP MERV 10 (14X20X2, 14 X 20 X 2) | 1501003009 - FILTER, 14 INCH X 20 INCH X 2 INCH, PLEATED MDL 40 HI-CAP MERV 10 (14X20X2, 14 X 20 X 2) |  |  |  | 4 |  | 0 | 0 | July | 2026
AHU-Q-1-STRNZ8 | 001 | 015700000001 | 2026-07-27 | 1501001149 | FILTER, 18 X 30 X 2, PLEATED MDL 40 HI-CAP MERV 10 , (18X30X2) | 1501001149 - FILTER, 18 X 30 X 2, PLEATED MDL 40 HI-CAP MERV 10 , (18X30X2) |  |  |  | 2 |  | 11.1902 | 22.3804 | July | 2026
AHU-Q-1-STRNZ8 | 001 | 015700000002 | 2026-07-27 | 1501003009 | FILTER, 14 INCH X 20 INCH X 2 INCH, PLEATED MDL 40 HI-CAP MERV 10 (14X20X2, 14 X 20 X 2) | 1501003009 - FILTER, 14 INCH X 20 INCH X 2 INCH, PLEATED MDL 40 HI-CAP MERV 10 (14X20X2, 14 X 20 X 2) |  |  |  | 2 |  | 0 | 0 | July | 2026
AHU-Q-1-STRNZ8 | 001 | 015600000004 | 2026-07-27 | 1501001121 | FILTER, 20 X 20 X 2, PLEATED MDL 40 STANDARD MERV 10 (20X20X2) | 1501001121 - FILTER, 20 X 20 X 2, PLEATED MDL 40 STANDARD MERV 10 (20X20X2) |  |  |  | 6 |  | 0 | 0 | July | 2026
AHU-Q-1-STRNZ8 | 001 | 015700000001 | 2026-07-27 | 1501001162 | FILTER, 12 X 24 X 4, PLEATED MDL 40 HI-CAP MERV 10 (12X24X4) | 1501001162 - FILTER, 12 X 24 X 4, PLEATED MDL 40 HI-CAP MERV 10 (12X24X4) |  |  |  | 3 |  | 6.3852 | 19.1556 | July | 2026
AHU-Q-1-STRNZ8 | 001 | 015600000004 | 2026-07-27 | 1501003007 | FILTER, 20 X 24 X 4, PLEATED MDL 40 HI-CAP MERV 10 (20X24X4) | 1501003007 - FILTER, 20 X 24 X 4, PLEATED MDL 40 HI-CAP MERV 10 (20X24X4) |  |  |  | 2 |  | 0 | 0 | July | 2026
AHU-Q-1-STRNZ8 | 001 | 015700000001 | 2026-07-27 | 1501001145 | FILTER, 24 X 24 X 4, PLEATED MDL 40 HI-CAP MERV 10 (24X24X4) | 1501001145 - FILTER, 24 X 24 X 4, PLEATED MDL 40 HI-CAP MERV 10 (24X24X4) |  |  |  | 6 |  | 0 | 0 | July | 2026
AHU-Q-1-STRNZ8 | 001 | 015600000004 | 2026-07-27 | 1501001145 | FILTER, 24 X 24 X 4, PLEATED MDL 40 HI-CAP MERV 10 (24X24X4) | 1501001145 - FILTER, 24 X 24 X 4, PLEATED MDL 40 HI-CAP MERV 10 (24X24X4) |  |  |  | 4 |  | 0 | 0 | July | 2026
AHU-Q-1-STRNZ8 | 001 | 015600000004 | 2026-07-27 | 1501001119 | FILTER, 24 X 24 X 2, PLEATED MDL 40 HI-CAP MERV 10 (24X24X2) | 1501001119 - FILTER, 24 X 24 X 2, PLEATED MDL 40 HI-CAP MERV 10 (24X24X2) |  |  |  | 2 |  | 0 | 0 | July | 2026
B0133 T4 F1 Q | 001 | 013300000001 | 2026-07-27 00:19 | 1501001129 | FILTER, 22 X 22 X 1, PLEATED MDL 40 HI-CAP MERV 10 (22X22X1) | 1501001129 - FILTER, 22 X 22 X 1, PLEATED MDL 40 HI-CAP MERV 10 (22X22X1) |  |  |  | 20 |  | 6.6198 | 132.396 | July | 2026
B0133 T4 F1 Q | 001 | 013300000001 | 2026-07-27 00:19 | 1501001133 | FILTER, 20 X 20 X 1, PLEATED MDL 40 STANDARD MERV 10 (20X20X1) | 1501001133 - FILTER, 20 X 20 X 1, PLEATED MDL 40 STANDARD MERV 10 (20X20X1) |  |  |  | 5 |  | 0 | 0 | July | 2026
B0133 T4 F1 Q | 001 | 013300000001 | 2026-07-27 00:19 | 1501001111 | FILTER, 18 X 18 X 1, PLEATED MDL 40 HI-CAP MERV 10 (18X18X1) | 1501001111 - FILTER, 18 X 18 X 1, PLEATED MDL 40 HI-CAP MERV 10 (18X18X1) |  |  |  | 3 |  | 0 | 0 | July | 2026
B0133 T4 F2 Q | 001 | 013300000002 | 2026-07-27 00:19 | 1501001129 | FILTER, 22 X 22 X 1, PLEATED MDL 40 HI-CAP MERV 10 (22X22X1) | 1501001129 - FILTER, 22 X 22 X 1, PLEATED MDL 40 HI-CAP MERV 10 (22X22X1) |  |  |  | 20 |  | 6.6198 | 132.396 | July | 2026
B0133 T4 F2 Q | 001 | 013300000002 | 2026-07-27 00:19 | 1501001133 | FILTER, 20 X 20 X 1, PLEATED MDL 40 STANDARD MERV 10 (20X20X1) | 1501001133 - FILTER, 20 X 20 X 1, PLEATED MDL 40 STANDARD MERV 10 (20X20X1) |  |  |  | 3 |  | 0 | 0 | July | 2026
B8152 AHU Q | 001 | 000006094840 | 2026-07-27 00:23 | 1501001210 | FILTER, MERV 13, 20 X 20 X 2, PLEATED MDL 40 HI-CAP (20X20X2) | 1501001210 - FILTER, MERV 13, 20 X 20 X 2, PLEATED MDL 40 HI-CAP (20X20X2) |  |  |  | 2 |  | 14.6882 | 29.3764 | July | 2026
EF S-1 BS B | 001 | 000000001422 | 2026-07-28 | 1501001379 | BELT, #AX-38, AX38 (COG TYPE) | 1501001379 - BELT, #AX-38, AX38 (COG TYPE) |  |  |  | 1 |  | 0 | 0 | July | 2026
B8126 CRU-2 Q | 001 | 000000314029 | 2026-07-28 00:05 | 1501001911 | FILTER, 16 X 25 X 4, PLEATED MDL 40 HI-CAP MERV 10 (16X25X4) | 1501001911 - FILTER, 16 X 25 X 4, PLEATED MDL 40 HI-CAP MERV 10 (16X25X4) |  |  |  | 7 |  | 0 | 0 | July | 2026
B0133 T4 F3 Q | 001 | 013300000003 | 2026-07-28 00:19 | 1501001129 | FILTER, 22 X 22 X 1, PLEATED MDL 40 HI-CAP MERV 10 (22X22X1) | 1501001129 - FILTER, 22 X 22 X 1, PLEATED MDL 40 HI-CAP MERV 10 (22X22X1) |  |  |  | 20 |  | 6.6198 | 132.396 | July | 2026
B0133 T4 F3 Q | 001 | 013300000003 | 2026-07-28 00:19 | 1501001133 | FILTER, 20 X 20 X 1, PLEATED MDL 40 STANDARD MERV 10 (20X20X1) | 1501001133 - FILTER, 20 X 20 X 1, PLEATED MDL 40 STANDARD MERV 10 (20X20X1) |  |  |  | 3 |  | 0 | 0 | July | 2026
B0133 T4 F4 Q | 001 | 013300000004 | 2026-07-28 00:19 | 1501001129 | FILTER, 22 X 22 X 1, PLEATED MDL 40 HI-CAP MERV 10 (22X22X1) | 1501001129 - FILTER, 22 X 22 X 1, PLEATED MDL 40 HI-CAP MERV 10 (22X22X1) |  |  |  | 20 |  | 6.6198 | 132.396 | July | 2026
B0133 T4 F4 Q | 001 | 013300000004 | 2026-07-28 00:19 | 1501001133 | FILTER, 20 X 20 X 1, PLEATED MDL 40 STANDARD MERV 10 (20X20X1) | 1501001133 - FILTER, 20 X 20 X 1, PLEATED MDL 40 STANDARD MERV 10 (20X20X1) |  |  |  | 3 |  | 0 | 0 | July | 2026
B0162-AHU-Q | 001 | 000002100008 | 2026-07-30 00:05 | 1501001928 | FILTER, 20 X 22 X 1, PLEATED MDL 40 HI-CAP MERV 10 (20X22X1) | 1501001928 - FILTER, 20 X 22 X 1, PLEATED MDL 40 HI-CAP MERV 10 (20X22X1) |  |  |  | 1 |  | 1 | 1 | July | 2026
B0162-AHU-Q | 001 | 000002100009 | 2026-07-30 00:05 | 1501001928 | FILTER, 20 X 22 X 1, PLEATED MDL 40 HI-CAP MERV 10 (20X22X1) | 1501001928 - FILTER, 20 X 22 X 1, PLEATED MDL 40 HI-CAP MERV 10 (20X22X1) |  |  |  | 1 |  | 1 | 1 | July | 2026
B0162-AHU-Q | 001 | 000002100010 | 2026-07-30 00:05 | 1501001133 | FILTER, 20 X 20 X 1, PLEATED MDL 40 STANDARD MERV 10 (20X20X1) | 1501001133 - FILTER, 20 X 20 X 1, PLEATED MDL 40 STANDARD MERV 10 (20X20X1) |  |  |  | 1 |  | 0 | 0 | July | 2026
B0126 FCU 4M | 001 | 000000114006 | 2026-07-31 | 1501001121 | FILTER, 20 X 20 X 2, PLEATED MDL 40 STANDARD MERV 10 (20X20X2) | 1501001121 - FILTER, 20 X 20 X 2, PLEATED MDL 40 STANDARD MERV 10 (20X20X2) |  |  |  | 2 |  | 0 | 0 | July | 2026
FCU-4M-SERV T2 | 001 | 000000108005 | 2026-08-03 | 1501001122 | FILTER, 16 X 25 X 2, PLEATED MDL 40 HI-CAP MERV 10 (16X25X2) | 1501001122 - FILTER, 16 X 25 X 2, PLEATED MDL 40 HI-CAP MERV 10 (16X25X2) |  |  |  | 1 |  | 0 | 0 | August | 2026
FCU-4M-SERV T2 | 001 | 000000108006 | 2026-08-03 | 1501001122 | FILTER, 16 X 25 X 2, PLEATED MDL 40 HI-CAP MERV 10 (16X25X2) | 1501001122 - FILTER, 16 X 25 X 2, PLEATED MDL 40 HI-CAP MERV 10 (16X25X2) |  |  |  | 1 |  | 0 | 0 | August | 2026
FCU-4M-SERV T2 | 001 | 000000108011 | 2026-08-03 | 1501001122 | FILTER, 16 X 25 X 2, PLEATED MDL 40 HI-CAP MERV 10 (16X25X2) | 1501001122 - FILTER, 16 X 25 X 2, PLEATED MDL 40 HI-CAP MERV 10 (16X25X2) |  |  |  | 1 |  | 0 | 0 | August | 2026
FCU-4M-SERV T2 | 001 | 000000109009 | 2026-08-03 | 1501001123 | FILTER, 16 X 20 X 2, PLEATED MDL 40 HI-CAP MERV 10 (16X20X2) | 1501001123 - FILTER, 16 X 20 X 2, PLEATED MDL 40 HI-CAP MERV 10 (16X20X2) |  |  |  | 2 |  | 0 | 0 | August | 2026
FCU-4M-SERV T2 | 001 | 000000108007 | 2026-08-03 | 1501001122 | FILTER, 16 X 25 X 2, PLEATED MDL 40 HI-CAP MERV 10 (16X25X2) | 1501001122 - FILTER, 16 X 25 X 2, PLEATED MDL 40 HI-CAP MERV 10 (16X25X2) |  |  |  | 3 |  | 0 | 0 | August | 2026
FCU-4M-SERV T2 | 001 | 000000108008 | 2026-08-03 | 1501001123 | FILTER, 16 X 20 X 2, PLEATED MDL 40 HI-CAP MERV 10 (16X20X2) | 1501001123 - FILTER, 16 X 20 X 2, PLEATED MDL 40 HI-CAP MERV 10 (16X20X2) |  |  |  | 2 |  | 0 | 0 | August | 2026
FCU-4M-SERV T2 | 001 | 000000108010 | 2026-08-03 | 1501001123 | FILTER, 16 X 20 X 2, PLEATED MDL 40 HI-CAP MERV 10 (16X20X2) | 1501001123 - FILTER, 16 X 20 X 2, PLEATED MDL 40 HI-CAP MERV 10 (16X20X2) |  |  |  | 2 |  | 0 | 0 | August | 2026
FCU-4M-SERV T2 | 001 | 000000109010 | 2026-08-03 | 1501001122 | FILTER, 16 X 25 X 2, PLEATED MDL 40 HI-CAP MERV 10 (16X25X2) | 1501001122 - FILTER, 16 X 25 X 2, PLEATED MDL 40 HI-CAP MERV 10 (16X25X2) |  |  |  | 1 |  | 0 | 0 | August | 2026
FCU-4M-SERV T2 | 001 | 000000109011 | 2026-08-03 | 1501001122 | FILTER, 16 X 25 X 2, PLEATED MDL 40 HI-CAP MERV 10 (16X25X2) | 1501001122 - FILTER, 16 X 25 X 2, PLEATED MDL 40 HI-CAP MERV 10 (16X25X2) |  |  |  | 1 |  | 0 | 0 | August | 2026
FCU-4M-SERV T2 | 001 | 000000068011 | 2026-08-03 | 1501001133 | FILTER, 20 X 20 X 1, PLEATED MDL 40 STANDARD MERV 10 (20X20X1) | 1501001133 - FILTER, 20 X 20 X 1, PLEATED MDL 40 STANDARD MERV 10 (20X20X1) |  |  |  | 2 |  | 0 | 0 | August | 2026
FCU-4M-SERV T2 | 001 | 000000108006 | 2026-08-03 | 1501001354 | BELT, #AX-41, AX41 (COG TYPE) | 1501001354 - BELT, #AX-41, AX41 (COG TYPE) |  |  |  | 1 |  | 11.392 | 11.392 | August | 2026
B0026 AHU1 Q | 001 | 000000016001 | 2026-08-03 00:12 | 1501002233 | FILTER, 30/30, DUAL 9, HIGH-CAPACITY, MERV 9, 20X24X2 | 1501002233 - FILTER, 30/30, DUAL 9, HIGH-CAPACITY, MERV 9, 20X24X2 |  |  |  | 8 |  | 0 | 0 | August | 2026
B0026 AHU1 Q | 001 | 000000016001 | 2026-08-03 00:12 | 1501002231 | FILTER, 30/30, DUAL 9, HIGH-CAPACITY, MERV 9, 12X24X2 | 1501002231 - FILTER, 30/30, DUAL 9, HIGH-CAPACITY, MERV 9, 12X24X2 |  |  |  | 4 |  | 0 | 0 | August | 2026
B0026 AHU2 Q | 001 | 000000016002 | 2026-08-03 00:12 | 1501001094 | FILTER, 20 X 24 X 2, PLEATED MDL 40 HI-CAP MERV 10 (20X24X2, 24X20X2, 24 X 20 X 2)) | 1501001094 - FILTER, 20 X 24 X 2, PLEATED MDL 40 HI-CAP MERV 10 (20X24X2, 24X20X2, 24 X 20 X 2)) |  |  |  | 2 |  | 0 | 0 | August | 2026
B0026 AHU2 Q | 001 | 000000016002 | 2026-08-03 00:12 | 1501001119 | FILTER, 24 X 24 X 2, PLEATED MDL 40 HI-CAP MERV 10 (24X24X2) | 1501001119 - FILTER, 24 X 24 X 2, PLEATED MDL 40 HI-CAP MERV 10 (24X24X2) |  |  |  | 1 |  | 0 | 0 | August | 2026
B0026 AHU2 Q | 001 | 000000016002 | 2026-08-03 00:12 | 1501001125 | FILTER, 12 X 24 X 2, PLEATED MDL 40 HI-CAP MERV 10 (12X24X2) | 1501001125 - FILTER, 12 X 24 X 2, PLEATED MDL 40 HI-CAP MERV 10 (12X24X2) |  |  |  | 2 |  | 0 | 0 | August | 2026
B0026 AHU5 Q | 001 | 000000016004 | 2026-08-03 00:12 | 1501001094 | FILTER, 20 X 24 X 2, PLEATED MDL 40 HI-CAP MERV 10 (20X24X2, 24X20X2, 24 X 20 X 2)) | 1501001094 - FILTER, 20 X 24 X 2, PLEATED MDL 40 HI-CAP MERV 10 (20X24X2, 24X20X2, 24 X 20 X 2)) |  |  |  | 2 |  | 0 | 0 | August | 2026
B0070 AHU LCC Q | 001 | 007000000001 | 2026-08-03 00:14 | 1501001139 | FILTER, 16 X 20 X 1, PLEATED MDL 40 HI-CAP MERV 10 (16X20X1) (ACTUAL SIZE: 15-1/2"X19-1/2"X3/4") | 1501001139 - FILTER, 16 X 20 X 1, PLEATED MDL 40 HI-CAP MERV 10 (16X20X1) (ACTUAL SIZE: 15-1/2"X19-1/2"X3/4") |  |  |  | 4 |  | 0 | 0 | August | 2026
B0070 AHU LCC Q | 001 | 007000000002 | 2026-08-03 00:14 | 1501001139 | FILTER, 16 X 20 X 1, PLEATED MDL 40 HI-CAP MERV 10 (16X20X1) (ACTUAL SIZE: 15-1/2"X19-1/2"X3/4") | 1501001139 - FILTER, 16 X 20 X 1, PLEATED MDL 40 HI-CAP MERV 10 (16X20X1) (ACTUAL SIZE: 15-1/2"X19-1/2"X3/4") |  |  |  | 4 |  | 0 | 0 | August | 2026
B0070 AHU LCC Q | 001 | 007000000003 | 2026-08-03 00:14 | 1501001139 | FILTER, 16 X 20 X 1, PLEATED MDL 40 HI-CAP MERV 10 (16X20X1) (ACTUAL SIZE: 15-1/2"X19-1/2"X3/4") | 1501001139 - FILTER, 16 X 20 X 1, PLEATED MDL 40 HI-CAP MERV 10 (16X20X1) (ACTUAL SIZE: 15-1/2"X19-1/2"X3/4") |  |  |  | 4 |  | 0 | 0 | August | 2026
B8126 ERV-1 SA | 001 | 000000314220 | 2026-08-03 00:23 | 1501002231 | FILTER, 30/30, DUAL 9, HIGH-CAPACITY, MERV 9, 12X24X2 | 1501002231 - FILTER, 30/30, DUAL 9, HIGH-CAPACITY, MERV 9, 12X24X2 |  |  |  | 8 |  | 0 | 0 | August | 2026
B8126 ERV-1 SA | 001 | 000000314220 | 2026-08-03 00:23 | 1501002234 | FILTER, 30/30, DUAL 9, HIGH-CAPACITY, MERV 9, 24X24X2 | 1501002234 - FILTER, 30/30, DUAL 9, HIGH-CAPACITY, MERV 9, 24X24X2 |  |  |  | 16 |  | 0 | 0 | August | 2026
B8136 AHU Q | 001 | 813600000001 | 2026-08-03 00:23 | 1501001113 | FILTER, 18 X 20 X 1 PLEATED MDL 40 HI-CAP MERV 10 (18X20X1) | 1501001113 - FILTER, 18 X 20 X 1 PLEATED MDL 40 HI-CAP MERV 10 (18X20X1) |  |  |  | 16 |  | 4.4699 | 71.5184 | August | 2026
B8136 AHU Q | 001 | 813600000002 | 2026-08-03 00:23 | 1501001113 | FILTER, 18 X 20 X 1 PLEATED MDL 40 HI-CAP MERV 10 (18X20X1) | 1501001113 - FILTER, 18 X 20 X 1 PLEATED MDL 40 HI-CAP MERV 10 (18X20X1) |  |  |  | 27 |  | 4.4699 | 120.6873 | August | 2026
B8136 AHU Q | 001 | 813600000003 | 2026-08-03 00:23 | 1501001113 | FILTER, 18 X 20 X 1 PLEATED MDL 40 HI-CAP MERV 10 (18X20X1) | 1501001113 - FILTER, 18 X 20 X 1 PLEATED MDL 40 HI-CAP MERV 10 (18X20X1) |  |  |  | 34 |  | 4.4699 | 151.9766 | August | 2026
B8136 AHU Q | 001 | 813600000001 | 2026-08-03 00:23 | 1501001112 | FILTER, 18 X 24 X 1, PLEATED MDL 40 HI-CAP MERV 10 (18X24X1, 24X18X1, 24 X 18 X 1) | 1501001112 - FILTER, 18 X 24 X 1, PLEATED MDL 40 HI-CAP MERV 10 (18X24X1, 24X18X1, 24 X 18 X 1) |  |  |  | 1 |  | 0 | 0 | August | 2026
B8136 AHU Q | 001 | 813600000002 | 2026-08-03 00:23 | 1501001928 | FILTER, 20 X 22 X 1, PLEATED MDL 40 HI-CAP MERV 10 (20X22X1) | 1501001928 - FILTER, 20 X 22 X 1, PLEATED MDL 40 HI-CAP MERV 10 (20X22X1) |  |  |  | 2 |  | 1 | 2 | August | 2026
B8136 AHU Q | 001 | 813600000003 | 2026-08-03 00:23 | 1501001098 | FILTER, 14 X 18 X 1, PLEATED MDL 40 HI-CAP MERV 10 (14X18X1) | 1501001098 - FILTER, 14 X 18 X 1, PLEATED MDL 40 HI-CAP MERV 10 (14X18X1) |  |  |  | 8 |  | 0 | 0 | August | 2026
B8136 AHU Q | 001 | 813600000002 | 2026-08-03 00:23 | 1501001098 | FILTER, 14 X 18 X 1, PLEATED MDL 40 HI-CAP MERV 10 (14X18X1) | 1501001098 - FILTER, 14 X 18 X 1, PLEATED MDL 40 HI-CAP MERV 10 (14X18X1) |  |  |  | 5 |  | 0 | 0 | August | 2026
B8136 AHU Q | 001 | 813600000001 | 2026-08-03 00:23 | 1501001928 | FILTER, 20 X 22 X 1, PLEATED MDL 40 HI-CAP MERV 10 (20X22X1) | 1501001928 - FILTER, 20 X 22 X 1, PLEATED MDL 40 HI-CAP MERV 10 (20X22X1) |  |  |  | 1 |  | 1 | 1 | August | 2026
B8136 AHU Q | 001 | 813600000001 | 2026-08-03 00:23 | 1501001098 | FILTER, 14 X 18 X 1, PLEATED MDL 40 HI-CAP MERV 10 (14X18X1) | 1501001098 - FILTER, 14 X 18 X 1, PLEATED MDL 40 HI-CAP MERV 10 (14X18X1) |  |  |  | 4 |  | 0 | 0 | August | 2026
B8136 AHU Q.2 | 001 | 813600000004 | 2026-08-03 00:23 | 1501001113 | FILTER, 18 X 20 X 1 PLEATED MDL 40 HI-CAP MERV 10 (18X20X1) | 1501001113 - FILTER, 18 X 20 X 1 PLEATED MDL 40 HI-CAP MERV 10 (18X20X1) |  |  |  | 41 |  | 4.4699 | 183.2659 | August | 2026
B8136 AHU Q.2 | 001 | 813600000005 | 2026-08-03 00:23 | 1501001113 | FILTER, 18 X 20 X 1 PLEATED MDL 40 HI-CAP MERV 10 (18X20X1) | 1501001113 - FILTER, 18 X 20 X 1 PLEATED MDL 40 HI-CAP MERV 10 (18X20X1) |  |  |  | 39 |  | 4.4699 | 174.3261 | August | 2026
B8136 AHU Q.2 | 001 | 813600000004 | 2026-08-03 00:23 | 1501001098 | FILTER, 14 X 18 X 1, PLEATED MDL 40 HI-CAP MERV 10 (14X18X1) | 1501001098 - FILTER, 14 X 18 X 1, PLEATED MDL 40 HI-CAP MERV 10 (14X18X1) |  |  |  | 1 |  | 0 | 0 | August | 2026
B8136 AHU Q.2 | 001 | 813600000005 | 2026-08-03 00:23 | 1501001098 | FILTER, 14 X 18 X 1, PLEATED MDL 40 HI-CAP MERV 10 (14X18X1) | 1501001098 - FILTER, 14 X 18 X 1, PLEATED MDL 40 HI-CAP MERV 10 (14X18X1) |  |  |  | 3 |  | 0 | 0 | August | 2026
B8136 AHU Q.2 | 001 | 813600000006 | 2026-08-03 00:23 | 1501001113 | FILTER, 18 X 20 X 1 PLEATED MDL 40 HI-CAP MERV 10 (18X20X1) | 1501001113 - FILTER, 18 X 20 X 1 PLEATED MDL 40 HI-CAP MERV 10 (18X20X1) |  |  |  | 23 |  | 4.4699 | 102.8077 | August | 2026
B8136 AHU Q.2 | 001 | 813600000006 | 2026-08-03 00:23 | 1501001098 | FILTER, 14 X 18 X 1, PLEATED MDL 40 HI-CAP MERV 10 (14X18X1) | 1501001098 - FILTER, 14 X 18 X 1, PLEATED MDL 40 HI-CAP MERV 10 (14X18X1) |  |  |  | 1 |  | 0 | 0 | August | 2026
B0124 AHU-Q | 001 | 000000112000 | 2026-08-04 | 1501001121 | FILTER, 20 X 20 X 2, PLEATED MDL 40 STANDARD MERV 10 (20X20X2) | 1501001121 - FILTER, 20 X 20 X 2, PLEATED MDL 40 STANDARD MERV 10 (20X20X2) |  |  |  | 4 |  | 0 | 0 | August | 2026
B0124 AHU-Q | 001 | 000000112001 | 2026-08-04 | 1501001121 | FILTER, 20 X 20 X 2, PLEATED MDL 40 STANDARD MERV 10 (20X20X2) | 1501001121 - FILTER, 20 X 20 X 2, PLEATED MDL 40 STANDARD MERV 10 (20X20X2) |  |  |  | 4 |  | 0 | 0 | August | 2026
B8152 EF S-1 B | 001 | 000090009426 | 2026-08-04 | 1501001343 | BELT, #AX-27, AX27 (COG TYPE) | 1501001343 - BELT, #AX-27, AX27 (COG TYPE) |  |  |  | 1 |  | 7.02 | 7.02 | August | 2026
FCU 4M SERV T10 | 001 | 000000065183 | 2026-08-04 | 1501001879 | FILTER, 14 X 34 X 1, PLEATED MDL 40 HI-CAP MERV 10 (14X34X1, 34X14X1) | 1501001879 - FILTER, 14 X 34 X 1, PLEATED MDL 40 HI-CAP MERV 10 (14X34X1, 34X14X1) |  |  |  | 1 |  | 9.83 | 9.83 | August | 2026
FCU 4M SERV T10 | 001 | 000000065182 | 2026-08-04 | 1501001878 | FILTER, 10 X 24 X 1, PLEATED MDL 40 HI-CAP MERV 10 (10X24X1, 24X10X1) | 1501001878 - FILTER, 10 X 24 X 1, PLEATED MDL 40 HI-CAP MERV 10 (10X24X1, 24X10X1) |  |  |  | 1 |  | 5.57 | 5.57 | August | 2026
FCU 4M SERV T10 | 001 | 000000124069 | 2026-08-04 | 1501001142 | FILTER, 16 X 16 X 1, PLEATED MDL 40 HI-CAP MERV 10 (16X16X1) | 1501001142 - FILTER, 16 X 16 X 1, PLEATED MDL 40 HI-CAP MERV 10 (16X16X1) |  |  |  | 2 |  | 0 | 0 | August | 2026
FCU 4M SERV T10 | 001 | 000000124070 | 2026-08-04 | 1501001142 | FILTER, 16 X 16 X 1, PLEATED MDL 40 HI-CAP MERV 10 (16X16X1) | 1501001142 - FILTER, 16 X 16 X 1, PLEATED MDL 40 HI-CAP MERV 10 (16X16X1) |  |  |  | 2 |  | 0 | 0 | August | 2026
FCU 4M SERV T10 | 001 | 000000124081 | 2026-08-04 | 1501001142 | FILTER, 16 X 16 X 1, PLEATED MDL 40 HI-CAP MERV 10 (16X16X1) | 1501001142 - FILTER, 16 X 16 X 1, PLEATED MDL 40 HI-CAP MERV 10 (16X16X1) |  |  |  | 2 |  | 0 | 0 | August | 2026
FCU 4M SERV T10 | 001 | 000000124098 | 2026-08-04 | 1501001142 | FILTER, 16 X 16 X 1, PLEATED MDL 40 HI-CAP MERV 10 (16X16X1) | 1501001142 - FILTER, 16 X 16 X 1, PLEATED MDL 40 HI-CAP MERV 10 (16X16X1) |  |  |  | 2 |  | 0 | 0 | August | 2026
FCU 4M SERV T10 | 001 | 000000124042 | 2026-08-04 | 1501001142 | FILTER, 16 X 16 X 1, PLEATED MDL 40 HI-CAP MERV 10 (16X16X1) | 1501001142 - FILTER, 16 X 16 X 1, PLEATED MDL 40 HI-CAP MERV 10 (16X16X1) |  |  |  | 1 |  | 0 | 0 | August | 2026
B0001 AHU Q | 001 | 000008091156 | 2026-08-04 00:10 | 1501003007 | FILTER, 20 X 24 X 4, PLEATED MDL 40 HI-CAP MERV 10 (20X24X4) | 1501003007 - FILTER, 20 X 24 X 4, PLEATED MDL 40 HI-CAP MERV 10 (20X24X4) |  |  |  | 2 |  | 0 | 0 | August | 2026
B0001 AHU Q | 001 | 000008091157 | 2026-08-04 00:10 | 1501003007 | FILTER, 20 X 24 X 4, PLEATED MDL 40 HI-CAP MERV 10 (20X24X4) | 1501003007 - FILTER, 20 X 24 X 4, PLEATED MDL 40 HI-CAP MERV 10 (20X24X4) |  |  |  | 2 |  | 0 | 0 | August | 2026
B0001 AHU Q | 001 | 000008091158 | 2026-08-04 00:10 | 1501001162 | FILTER, 12 X 24 X 4, PLEATED MDL 40 HI-CAP MERV 10 (12X24X4) | 1501001162 - FILTER, 12 X 24 X 4, PLEATED MDL 40 HI-CAP MERV 10 (12X24X4) |  |  |  | 3 |  | 6.3852 | 19.1556 | August | 2026
B0001 AHU Q | 001 | 000008093117 | 2026-08-04 00:10 | 1501003007 | FILTER, 20 X 24 X 4, PLEATED MDL 40 HI-CAP MERV 10 (20X24X4) | 1501003007 - FILTER, 20 X 24 X 4, PLEATED MDL 40 HI-CAP MERV 10 (20X24X4) |  |  |  | 1 |  | 0 | 0 | August | 2026
B0001 AHU Q | 001 | 000008093118 | 2026-08-04 00:10 | 1501003007 | FILTER, 20 X 24 X 4, PLEATED MDL 40 HI-CAP MERV 10 (20X24X4) | 1501003007 - FILTER, 20 X 24 X 4, PLEATED MDL 40 HI-CAP MERV 10 (20X24X4) |  |  |  | 2 |  | 0 | 0 | August | 2026
B0001 AHU Q | 001 | 000008091158 | 2026-08-04 00:10 | 1501003007 | FILTER, 20 X 24 X 4, PLEATED MDL 40 HI-CAP MERV 10 (20X24X4) | 1501003007 - FILTER, 20 X 24 X 4, PLEATED MDL 40 HI-CAP MERV 10 (20X24X4) |  |  |  | 1 |  | 0 | 0 | August | 2026
B0001 AHU Q | 001 | 000008093117 | 2026-08-04 00:10 | 1501001162 | FILTER, 12 X 24 X 4, PLEATED MDL 40 HI-CAP MERV 10 (12X24X4) | 1501001162 - FILTER, 12 X 24 X 4, PLEATED MDL 40 HI-CAP MERV 10 (12X24X4) |  |  |  | 3 |  | 6.3852 | 19.1556 | August | 2026
B0069 AHU LCC Q | 001 | 006900000001 | 2026-08-04 00:14 | 1501001139 | FILTER, 16 X 20 X 1, PLEATED MDL 40 HI-CAP MERV 10 (16X20X1) (ACTUAL SIZE: 15-1/2"X19-1/2"X3/4") | 1501001139 - FILTER, 16 X 20 X 1, PLEATED MDL 40 HI-CAP MERV 10 (16X20X1) (ACTUAL SIZE: 15-1/2"X19-1/2"X3/4") |  |  |  | 4 |  | 0 | 0 | August | 2026
B0069 AHU LCC Q | 001 | 006900000002 | 2026-08-04 00:14 | 1501001139 | FILTER, 16 X 20 X 1, PLEATED MDL 40 HI-CAP MERV 10 (16X20X1) (ACTUAL SIZE: 15-1/2"X19-1/2"X3/4") | 1501001139 - FILTER, 16 X 20 X 1, PLEATED MDL 40 HI-CAP MERV 10 (16X20X1) (ACTUAL SIZE: 15-1/2"X19-1/2"X3/4") |  |  |  | 4 |  | 0 | 0 | August | 2026
B0069 AHU LCC Q | 001 | 006900000003 | 2026-08-04 00:14 | 1501001139 | FILTER, 16 X 20 X 1, PLEATED MDL 40 HI-CAP MERV 10 (16X20X1) (ACTUAL SIZE: 15-1/2"X19-1/2"X3/4") | 1501001139 - FILTER, 16 X 20 X 1, PLEATED MDL 40 HI-CAP MERV 10 (16X20X1) (ACTUAL SIZE: 15-1/2"X19-1/2"X3/4") |  |  |  | 4 |  | 0 | 0 | August | 2026
B0002A OAHU1 A | 001 | 000000006003 | 2026-08-05 | 1501002233 | FILTER, 30/30, DUAL 9, HIGH-CAPACITY, MERV 9, 20X24X2 | 1501002233 - FILTER, 30/30, DUAL 9, HIGH-CAPACITY, MERV 9, 20X24X2 |  |  |  | 1 |  | 0 | 0 | August | 2026
EF S-1 T1 B | 001 | 000002000178 | 2026-08-05 | 1501001380 | BELT, #AX-42, AX42 (COG TYPE) | 1501001380 - BELT, #AX-42, AX42 (COG TYPE) |  |  |  | 1 |  | 0 | 0 | August | 2026
EF S-1 T1 B | 001 | 000002000179 | 2026-08-05 | 1501001378 | BELT, #AX-37, AX37 (COG TYPE) | 1501001378 - BELT, #AX-37, AX37 (COG TYPE) |  |  |  | 1 |  | 7.91 | 7.91 | August | 2026
EF S-1 T1 B | 001 | 000002000180 | 2026-08-05 | 1501001347 | BELT, #AX-32, AX32 (COG TYPE) | 1501001347 - BELT, #AX-32, AX32 (COG TYPE) |  |  |  | 1 |  | 5.5372 | 5.5372 | August | 2026
EF S-1 T1 B | 001 | 000002000181 | 2026-08-05 | 1501001347 | BELT, #AX-32, AX32 (COG TYPE) | 1501001347 - BELT, #AX-32, AX32 (COG TYPE) |  |  |  | 1 |  | 5.5372 | 5.5372 | August | 2026
EF S-1 T1 B | 001 | 000002000182 | 2026-08-05 | 1501001347 | BELT, #AX-32, AX32 (COG TYPE) | 1501001347 - BELT, #AX-32, AX32 (COG TYPE) |  |  |  | 1 |  | 5.5372 | 5.5372 | August | 2026
EF S-1 T1 B | 001 | 000002000183 | 2026-08-05 | 1501001347 | BELT, #AX-32, AX32 (COG TYPE) | 1501001347 - BELT, #AX-32, AX32 (COG TYPE) |  |  |  | 1 |  | 5.5372 | 5.5372 | August | 2026
FCU-4M MT2 | 001 | 000000108012 | 2026-08-05 00:05 | 1501001122 | FILTER, 16 X 25 X 2, PLEATED MDL 40 HI-CAP MERV 10 (16X25X2) | 1501001122 - FILTER, 16 X 25 X 2, PLEATED MDL 40 HI-CAP MERV 10 (16X25X2) |  |  |  | 1 |  | 0 | 0 | August | 2026
FCU-4M MT2 | 001 | 000000109006 | 2026-08-05 00:05 | 1501001122 | FILTER, 16 X 25 X 2, PLEATED MDL 40 HI-CAP MERV 10 (16X25X2) | 1501001122 - FILTER, 16 X 25 X 2, PLEATED MDL 40 HI-CAP MERV 10 (16X25X2) |  |  |  | 1 |  | 0 | 0 | August | 2026
FCU-4M MT2 | 001 | 000000109008 | 2026-08-05 00:05 | 1501001122 | FILTER, 16 X 25 X 2, PLEATED MDL 40 HI-CAP MERV 10 (16X25X2) | 1501001122 - FILTER, 16 X 25 X 2, PLEATED MDL 40 HI-CAP MERV 10 (16X25X2) |  |  |  | 1 |  | 0 | 0 | August | 2026
FCU-4M MT2 | 001 | 000000109007 | 2026-08-05 00:05 | 1501001123 | FILTER, 16 X 20 X 2, PLEATED MDL 40 HI-CAP MERV 10 (16X20X2) | 1501001123 - FILTER, 16 X 20 X 2, PLEATED MDL 40 HI-CAP MERV 10 (16X20X2) |  |  |  | 2 |  | 0 | 0 | August | 2026
B0002A OAHU S | 001 | 000000006003 | 2026-08-05 00:11 | 1501002233 | FILTER, 30/30, DUAL 9, HIGH-CAPACITY, MERV 9, 20X24X2 | 1501002233 - FILTER, 30/30, DUAL 9, HIGH-CAPACITY, MERV 9, 20X24X2 |  |  |  | 1 |  | 0 | 0 | August | 2026
B0068 AHU LCC Q | 001 | 006800000002 | 2026-08-05 00:14 | 1501001139 | FILTER, 16 X 20 X 1, PLEATED MDL 40 HI-CAP MERV 10 (16X20X1) (ACTUAL SIZE: 15-1/2"X19-1/2"X3/4") | 1501001139 - FILTER, 16 X 20 X 1, PLEATED MDL 40 HI-CAP MERV 10 (16X20X1) (ACTUAL SIZE: 15-1/2"X19-1/2"X3/4") |  |  |  | 4 |  | 0 | 0 | August | 2026
B0068 AHU LCC Q | 001 | 006800000003 | 2026-08-05 00:14 | 1501001139 | FILTER, 16 X 20 X 1, PLEATED MDL 40 HI-CAP MERV 10 (16X20X1) (ACTUAL SIZE: 15-1/2"X19-1/2"X3/4") | 1501001139 - FILTER, 16 X 20 X 1, PLEATED MDL 40 HI-CAP MERV 10 (16X20X1) (ACTUAL SIZE: 15-1/2"X19-1/2"X3/4") |  |  |  | 4 |  | 0 | 0 | August | 2026
B0068 AHU LCC Q | 001 | 006800000001 | 2026-08-05 00:14 | 1501001139 | FILTER, 16 X 20 X 1, PLEATED MDL 40 HI-CAP MERV 10 (16X20X1) (ACTUAL SIZE: 15-1/2"X19-1/2"X3/4") | 1501001139 - FILTER, 16 X 20 X 1, PLEATED MDL 40 HI-CAP MERV 10 (16X20X1) (ACTUAL SIZE: 15-1/2"X19-1/2"X3/4") |  |  |  | 4 |  | 0 | 0 | August | 2026
FCU-Q-1-Z2 | 001 | 000000028456 | 2026-08-06 | 1501001118 | FILTER, 12 X 16 X 2, PLEATED MDL 40 HI-CAP MERV 10 (12X16X2) | 1501001118 - FILTER, 12 X 16 X 2, PLEATED MDL 40 HI-CAP MERV 10 (12X16X2) |  |  |  | 1 |  | 5.6772 | 5.6772 | August | 2026
FCU-Q-1-Z2 | 001 | 000000028456 | 2026-08-06 | 1501001123 | FILTER, 16 X 20 X 2, PLEATED MDL 40 HI-CAP MERV 10 (16X20X2) | 1501001123 - FILTER, 16 X 20 X 2, PLEATED MDL 40 HI-CAP MERV 10 (16X20X2) |  |  |  | 1 |  | 0 | 0 | August | 2026
B0067 AHU LCC Q | 001 | 006700000001 | 2026-08-06 00:14 | 1501001139 | FILTER, 16 X 20 X 1, PLEATED MDL 40 HI-CAP MERV 10 (16X20X1) (ACTUAL SIZE: 15-1/2"X19-1/2"X3/4") | 1501001139 - FILTER, 16 X 20 X 1, PLEATED MDL 40 HI-CAP MERV 10 (16X20X1) (ACTUAL SIZE: 15-1/2"X19-1/2"X3/4") |  |  |  | 4 |  | 0 | 0 | August | 2026
B0067 AHU LCC Q | 001 | 006700000002 | 2026-08-06 00:14 | 1501001139 | FILTER, 16 X 20 X 1, PLEATED MDL 40 HI-CAP MERV 10 (16X20X1) (ACTUAL SIZE: 15-1/2"X19-1/2"X3/4") | 1501001139 - FILTER, 16 X 20 X 1, PLEATED MDL 40 HI-CAP MERV 10 (16X20X1) (ACTUAL SIZE: 15-1/2"X19-1/2"X3/4") |  |  |  | 4 |  | 0 | 0 | August | 2026
B0067 AHU LCC Q | 001 | 006700000003 | 2026-08-06 00:14 | 1501001139 | FILTER, 16 X 20 X 1, PLEATED MDL 40 HI-CAP MERV 10 (16X20X1) (ACTUAL SIZE: 15-1/2"X19-1/2"X3/4") | 1501001139 - FILTER, 16 X 20 X 1, PLEATED MDL 40 HI-CAP MERV 10 (16X20X1) (ACTUAL SIZE: 15-1/2"X19-1/2"X3/4") |  |  |  | 4 |  | 0 | 0 | August | 2026
B0066 AHU LCC Q | 001 | 006600000001 | 2026-08-07 00:14 | 1501001139 | FILTER, 16 X 20 X 1, PLEATED MDL 40 HI-CAP MERV 10 (16X20X1) (ACTUAL SIZE: 15-1/2"X19-1/2"X3/4") | 1501001139 - FILTER, 16 X 20 X 1, PLEATED MDL 40 HI-CAP MERV 10 (16X20X1) (ACTUAL SIZE: 15-1/2"X19-1/2"X3/4") |  |  |  | 4 |  | 0 | 0 | August | 2026
B0066 AHU LCC Q | 001 | 006600000002 | 2026-08-07 00:14 | 1501001139 | FILTER, 16 X 20 X 1, PLEATED MDL 40 HI-CAP MERV 10 (16X20X1) (ACTUAL SIZE: 15-1/2"X19-1/2"X3/4") | 1501001139 - FILTER, 16 X 20 X 1, PLEATED MDL 40 HI-CAP MERV 10 (16X20X1) (ACTUAL SIZE: 15-1/2"X19-1/2"X3/4") |  |  |  | 4 |  | 0 | 0 | August | 2026
B0066 AHU LCC Q | 001 | 006600000003 | 2026-08-07 00:14 | 1501001139 | FILTER, 16 X 20 X 1, PLEATED MDL 40 HI-CAP MERV 10 (16X20X1) (ACTUAL SIZE: 15-1/2"X19-1/2"X3/4") | 1501001139 - FILTER, 16 X 20 X 1, PLEATED MDL 40 HI-CAP MERV 10 (16X20X1) (ACTUAL SIZE: 15-1/2"X19-1/2"X3/4") |  |  |  | 4 |  | 0 | 0 | August | 2026
B0138 FLT M | 001 | 013801040000 | 2026-08-07 00:19 | 1501001133 | FILTER, 20 X 20 X 1, PLEATED MDL 40 STANDARD MERV 10 (20X20X1) | 1501001133 - FILTER, 20 X 20 X 1, PLEATED MDL 40 STANDARD MERV 10 (20X20X1) |  |  |  | 4 |  | 0 | 0 | August | 2026
B8126 CRU-3 Q | 001 | 000000314030 | 2026-08-07 00:23 | 1501001911 | FILTER, 16 X 25 X 4, PLEATED MDL 40 HI-CAP MERV 10 (16X25X4) | 1501001911 - FILTER, 16 X 25 X 4, PLEATED MDL 40 HI-CAP MERV 10 (16X25X4) |  |  |  | 7 |  | 0 | 0 | August | 2026
B0030 AHU 03M | 001 | 003000000001 | 2026-08-10 00:12 | 1501001133 | FILTER, 20 X 20 X 1, PLEATED MDL 40 STANDARD MERV 10 (20X20X1) | 1501001133 - FILTER, 20 X 20 X 1, PLEATED MDL 40 STANDARD MERV 10 (20X20X1) |  |  |  | 1 |  | 0 | 0 | August | 2026
B0030 AHU 03M | 001 | 003000000001 | 2026-08-10 00:12 | 1501001109 | FILTER, 9 X 24-1/4 X 1 PLEATED MDL 40 STANDARD MERV 10 (9X24 1/4X1, 9X24.25X1, 9 X 24.25 X 1) | 1501001109 - FILTER, 9 X 24-1/4 X 1 PLEATED MDL 40 STANDARD MERV 10 (9X24 1/4X1, 9X24.25X1, 9 X 24.25 X 1) |  |  |  | 21 |  | 0 | 0 | August | 2026
B0030 AHU 03M | 001 | 003000000002 | 2026-08-10 00:12 | 1501001133 | FILTER, 20 X 20 X 1, PLEATED MDL 40 STANDARD MERV 10 (20X20X1) | 1501001133 - FILTER, 20 X 20 X 1, PLEATED MDL 40 STANDARD MERV 10 (20X20X1) |  |  |  | 1 |  | 0 | 0 | August | 2026
B0030 AHU 03M | 001 | 003000000003 | 2026-08-10 00:12 | 1501001133 | FILTER, 20 X 20 X 1, PLEATED MDL 40 STANDARD MERV 10 (20X20X1) | 1501001133 - FILTER, 20 X 20 X 1, PLEATED MDL 40 STANDARD MERV 10 (20X20X1) |  |  |  | 1 |  | 0 | 0 | August | 2026
B0030 AHU 03M | 001 | 003000000002 | 2026-08-10 00:12 | 1501001109 | FILTER, 9 X 24-1/4 X 1 PLEATED MDL 40 STANDARD MERV 10 (9X24 1/4X1, 9X24.25X1, 9 X 24.25 X 1) | 1501001109 - FILTER, 9 X 24-1/4 X 1 PLEATED MDL 40 STANDARD MERV 10 (9X24 1/4X1, 9X24.25X1, 9 X 24.25 X 1) |  |  |  | 21 |  | 0 | 0 | August | 2026
B0030 AHU 03M | 001 | 003000000003 | 2026-08-10 00:12 | 1501001109 | FILTER, 9 X 24-1/4 X 1 PLEATED MDL 40 STANDARD MERV 10 (9X24 1/4X1, 9X24.25X1, 9 X 24.25 X 1) | 1501001109 - FILTER, 9 X 24-1/4 X 1 PLEATED MDL 40 STANDARD MERV 10 (9X24 1/4X1, 9X24.25X1, 9 X 24.25 X 1) |  |  |  | 21 |  | 0 | 0 | August | 2026
B0031 AHU 03M | 001 | 003100000001 | 2026-08-10 00:12 | 1501001133 | FILTER, 20 X 20 X 1, PLEATED MDL 40 STANDARD MERV 10 (20X20X1) | 1501001133 - FILTER, 20 X 20 X 1, PLEATED MDL 40 STANDARD MERV 10 (20X20X1) |  |  |  | 1 |  | 0 | 0 | August | 2026
B0031 AHU 03M | 001 | 003100000002 | 2026-08-10 00:12 | 1501001133 | FILTER, 20 X 20 X 1, PLEATED MDL 40 STANDARD MERV 10 (20X20X1) | 1501001133 - FILTER, 20 X 20 X 1, PLEATED MDL 40 STANDARD MERV 10 (20X20X1) |  |  |  | 1 |  | 0 | 0 | August | 2026
B0031 AHU 03M | 001 | 003100000001 | 2026-08-10 00:12 | 1501001109 | FILTER, 9 X 24-1/4 X 1 PLEATED MDL 40 STANDARD MERV 10 (9X24 1/4X1, 9X24.25X1, 9 X 24.25 X 1) | 1501001109 - FILTER, 9 X 24-1/4 X 1 PLEATED MDL 40 STANDARD MERV 10 (9X24 1/4X1, 9X24.25X1, 9 X 24.25 X 1) |  |  |  | 20 |  | 0 | 0 | August | 2026
B0031 AHU 03M | 001 | 003100000002 | 2026-08-10 00:12 | 1501001109 | FILTER, 9 X 24-1/4 X 1 PLEATED MDL 40 STANDARD MERV 10 (9X24 1/4X1, 9X24.25X1, 9 X 24.25 X 1) | 1501001109 - FILTER, 9 X 24-1/4 X 1 PLEATED MDL 40 STANDARD MERV 10 (9X24 1/4X1, 9X24.25X1, 9 X 24.25 X 1) |  |  |  | 20 |  | 0 | 0 | August | 2026
B0031 AHU 03M | 001 | 003100000003 | 2026-08-10 00:12 | 1501001133 | FILTER, 20 X 20 X 1, PLEATED MDL 40 STANDARD MERV 10 (20X20X1) | 1501001133 - FILTER, 20 X 20 X 1, PLEATED MDL 40 STANDARD MERV 10 (20X20X1) |  |  |  | 1 |  | 0 | 0 | August | 2026
B0031 AHU 03M | 001 | 003100000004 | 2026-08-10 00:12 | 1501001133 | FILTER, 20 X 20 X 1, PLEATED MDL 40 STANDARD MERV 10 (20X20X1) | 1501001133 - FILTER, 20 X 20 X 1, PLEATED MDL 40 STANDARD MERV 10 (20X20X1) |  |  |  | 1 |  | 0 | 0 | August | 2026
B0031 AHU 03M | 001 | 003100000003 | 2026-08-10 00:12 | 1501001109 | FILTER, 9 X 24-1/4 X 1 PLEATED MDL 40 STANDARD MERV 10 (9X24 1/4X1, 9X24.25X1, 9 X 24.25 X 1) | 1501001109 - FILTER, 9 X 24-1/4 X 1 PLEATED MDL 40 STANDARD MERV 10 (9X24 1/4X1, 9X24.25X1, 9 X 24.25 X 1) |  |  |  | 20 |  | 0 | 0 | August | 2026
B0031 AHU 03M | 001 | 003100000004 | 2026-08-10 00:12 | 1501001109 | FILTER, 9 X 24-1/4 X 1 PLEATED MDL 40 STANDARD MERV 10 (9X24 1/4X1, 9X24.25X1, 9 X 24.25 X 1) | 1501001109 - FILTER, 9 X 24-1/4 X 1 PLEATED MDL 40 STANDARD MERV 10 (9X24 1/4X1, 9X24.25X1, 9 X 24.25 X 1) |  |  |  | 21 |  | 0 | 0 | August | 2026
B0032 AHU 03M | 001 | 003200000001 | 2026-08-10 00:12 | 1501001118 | FILTER, 12 X 16 X 2, PLEATED MDL 40 HI-CAP MERV 10 (12X16X2) | 1501001118 - FILTER, 12 X 16 X 2, PLEATED MDL 40 HI-CAP MERV 10 (12X16X2) |  |  |  | 1 |  | 5.6772 | 5.6772 | August | 2026
B0032 AHU 03M | 001 | 003200000002 | 2026-08-10 00:12 | 1501001118 | FILTER, 12 X 16 X 2, PLEATED MDL 40 HI-CAP MERV 10 (12X16X2) | 1501001118 - FILTER, 12 X 16 X 2, PLEATED MDL 40 HI-CAP MERV 10 (12X16X2) |  |  |  | 1 |  | 5.6772 | 5.6772 | August | 2026
B0032 AHU 03M | 001 | 003200000003 | 2026-08-10 00:12 | 1501001118 | FILTER, 12 X 16 X 2, PLEATED MDL 40 HI-CAP MERV 10 (12X16X2) | 1501001118 - FILTER, 12 X 16 X 2, PLEATED MDL 40 HI-CAP MERV 10 (12X16X2) |  |  |  | 1 |  | 5.6772 | 5.6772 | August | 2026
B0032 AHU 03M | 001 | 003200000004 | 2026-08-10 00:12 | 1501001118 | FILTER, 12 X 16 X 2, PLEATED MDL 40 HI-CAP MERV 10 (12X16X2) | 1501001118 - FILTER, 12 X 16 X 2, PLEATED MDL 40 HI-CAP MERV 10 (12X16X2) |  |  |  | 1 |  | 5.6772 | 5.6772 | August | 2026
B0032 AHU 03M | 001 | 003200000001 | 2026-08-10 00:12 | 1501001109 | FILTER, 9 X 24-1/4 X 1 PLEATED MDL 40 STANDARD MERV 10 (9X24 1/4X1, 9X24.25X1, 9 X 24.25 X 1) | 1501001109 - FILTER, 9 X 24-1/4 X 1 PLEATED MDL 40 STANDARD MERV 10 (9X24 1/4X1, 9X24.25X1, 9 X 24.25 X 1) |  |  |  | 20 |  | 0 | 0 | August | 2026
B0032 AHU 03M | 001 | 003200000002 | 2026-08-10 00:12 | 1501001109 | FILTER, 9 X 24-1/4 X 1 PLEATED MDL 40 STANDARD MERV 10 (9X24 1/4X1, 9X24.25X1, 9 X 24.25 X 1) | 1501001109 - FILTER, 9 X 24-1/4 X 1 PLEATED MDL 40 STANDARD MERV 10 (9X24 1/4X1, 9X24.25X1, 9 X 24.25 X 1) |  |  |  | 20 |  | 0 | 0 | August | 2026
B0032 AHU 03M | 001 | 003200000003 | 2026-08-10 00:12 | 1501001109 | FILTER, 9 X 24-1/4 X 1 PLEATED MDL 40 STANDARD MERV 10 (9X24 1/4X1, 9X24.25X1, 9 X 24.25 X 1) | 1501001109 - FILTER, 9 X 24-1/4 X 1 PLEATED MDL 40 STANDARD MERV 10 (9X24 1/4X1, 9X24.25X1, 9 X 24.25 X 1) |  |  |  | 20 |  | 0 | 0 | August | 2026
B0032 AHU 03M | 001 | 003200000004 | 2026-08-10 00:12 | 1501001109 | FILTER, 9 X 24-1/4 X 1 PLEATED MDL 40 STANDARD MERV 10 (9X24 1/4X1, 9X24.25X1, 9 X 24.25 X 1) | 1501001109 - FILTER, 9 X 24-1/4 X 1 PLEATED MDL 40 STANDARD MERV 10 (9X24 1/4X1, 9X24.25X1, 9 X 24.25 X 1) |  |  |  | 20 |  | 0 | 0 | August | 2026
B0053 EXF SA | 001 | 000000038067 | 2026-08-10 00:14 | 1501002246 | BELT, #4L410 | 1501002246 - BELT, #4L410 |  |  |  | 1 |  | 3.9559 | 3.9559 | August | 2026
B0053 EXF SA | 001 | 000000038068 | 2026-08-10 00:14 | 1501002246 | BELT, #4L410 | 1501002246 - BELT, #4L410 |  |  |  | 1 |  | 3.9559 | 3.9559 | August | 2026
B0053 EXF SA | 001 | 000000038069 | 2026-08-10 00:14 | 1501001348 | BELT, #AX-34, AX34 (COG TYPE) | 1501001348 - BELT, #AX-34, AX34 (COG TYPE) |  |  |  | 1 |  | 0 | 0 | August | 2026
B0053 EXF SA | 001 | 000000038070 | 2026-08-10 00:14 | 1501001348 | BELT, #AX-34, AX34 (COG TYPE) | 1501001348 - BELT, #AX-34, AX34 (COG TYPE) |  |  |  | 1 |  | 0 | 0 | August | 2026
B0064 AHU LCC Q | 001 | 006400000001 | 2026-08-10 00:14 | 1501001139 | FILTER, 16 X 20 X 1, PLEATED MDL 40 HI-CAP MERV 10 (16X20X1) (ACTUAL SIZE: 15-1/2"X19-1/2"X3/4") | 1501001139 - FILTER, 16 X 20 X 1, PLEATED MDL 40 HI-CAP MERV 10 (16X20X1) (ACTUAL SIZE: 15-1/2"X19-1/2"X3/4") |  |  |  | 4 |  | 0 | 0 | August | 2026
B0064 AHU LCC Q | 001 | 006400000002 | 2026-08-10 00:14 | 1501001139 | FILTER, 16 X 20 X 1, PLEATED MDL 40 HI-CAP MERV 10 (16X20X1) (ACTUAL SIZE: 15-1/2"X19-1/2"X3/4") | 1501001139 - FILTER, 16 X 20 X 1, PLEATED MDL 40 HI-CAP MERV 10 (16X20X1) (ACTUAL SIZE: 15-1/2"X19-1/2"X3/4") |  |  |  | 4 |  | 0 | 0 | August | 2026
B0064 AHU LCC Q | 001 | 006400000003 | 2026-08-10 00:14 | 1501001139 | FILTER, 16 X 20 X 1, PLEATED MDL 40 HI-CAP MERV 10 (16X20X1) (ACTUAL SIZE: 15-1/2"X19-1/2"X3/4") | 1501001139 - FILTER, 16 X 20 X 1, PLEATED MDL 40 HI-CAP MERV 10 (16X20X1) (ACTUAL SIZE: 15-1/2"X19-1/2"X3/4") |  |  |  | 4 |  | 0 | 0 | August | 2026
B0152 AHU-1 M1 | 001 | 000000127000 | 2026-08-10 00:19 | 1501002247 | FILTER, 30/30, DUAL 9, HIGH-CAPACITY, MERV 9, 24X24X4 | 1501002247 - FILTER, 30/30, DUAL 9, HIGH-CAPACITY, MERV 9, 24X24X4 |  |  |  | 12 |  | 0 | 0 | August | 2026
B0152 AHU-1 M1 | 001 | 000000127000 | 2026-08-10 00:19 | 1501003007 | FILTER, 20 X 24 X 4, PLEATED MDL 40 HI-CAP MERV 10 (20X24X4) | 1501003007 - FILTER, 20 X 24 X 4, PLEATED MDL 40 HI-CAP MERV 10 (20X24X4) |  |  |  | 4 |  | 0 | 0 | August | 2026
B0157-AHU-Q | 001 | 015700000001 | 2026-08-10 00:20 | 1501001191 | FILTER, 9-1/2"X19-1/2"X2" (ACTUAL SIZE), PLEATED MDL 40 HI-CAP MERV 10 (10X20X2) | 1501001191 - FILTER, 9-1/2"X19-1/2"X2" (ACTUAL SIZE), PLEATED MDL 40 HI-CAP MERV 10 (10X20X2) |  |  |  | 8 |  | 0 | 0 | August | 2026
B0157-AHU-Q | 001 | 015700000002 | 2026-08-10 00:20 | 1501001191 | FILTER, 9-1/2"X19-1/2"X2" (ACTUAL SIZE), PLEATED MDL 40 HI-CAP MERV 10 (10X20X2) | 1501001191 - FILTER, 9-1/2"X19-1/2"X2" (ACTUAL SIZE), PLEATED MDL 40 HI-CAP MERV 10 (10X20X2) |  |  |  | 2 |  | 0 | 0 | August | 2026
B0157-AHU-Q | 001 | 015700000003 | 2026-08-10 00:20 | 1501001191 | FILTER, 9-1/2"X19-1/2"X2" (ACTUAL SIZE), PLEATED MDL 40 HI-CAP MERV 10 (10X20X2) | 1501001191 - FILTER, 9-1/2"X19-1/2"X2" (ACTUAL SIZE), PLEATED MDL 40 HI-CAP MERV 10 (10X20X2) |  |  |  | 2 |  | 0 | 0 | August | 2026
B0157-AHU-Q | 001 | 015700000004 | 2026-08-10 00:20 | 1501001191 | FILTER, 9-1/2"X19-1/2"X2" (ACTUAL SIZE), PLEATED MDL 40 HI-CAP MERV 10 (10X20X2) | 1501001191 - FILTER, 9-1/2"X19-1/2"X2" (ACTUAL SIZE), PLEATED MDL 40 HI-CAP MERV 10 (10X20X2) |  |  |  | 2 |  | 0 | 0 | August | 2026
B0157-AHU-Q | 001 | 015700000001 | 2026-08-10 00:20 | 1501001094 | FILTER, 20 X 24 X 2, PLEATED MDL 40 HI-CAP MERV 10 (20X24X2, 24X20X2, 24 X 20 X 2)) | 1501001094 - FILTER, 20 X 24 X 2, PLEATED MDL 40 HI-CAP MERV 10 (20X24X2, 24X20X2, 24 X 20 X 2)) |  |  |  | 9 |  | 0 | 0 | August | 2026
B0157-AHU-Q | 001 | 015700000002 | 2026-08-10 00:20 | 1501001094 | FILTER, 20 X 24 X 2, PLEATED MDL 40 HI-CAP MERV 10 (20X24X2, 24X20X2, 24 X 20 X 2)) | 1501001094 - FILTER, 20 X 24 X 2, PLEATED MDL 40 HI-CAP MERV 10 (20X24X2, 24X20X2, 24 X 20 X 2)) |  |  |  | 14 |  | 0 | 0 | August | 2026
B0157-AHU-Q | 001 | 015700000003 | 2026-08-10 00:20 | 1501001094 | FILTER, 20 X 24 X 2, PLEATED MDL 40 HI-CAP MERV 10 (20X24X2, 24X20X2, 24 X 20 X 2)) | 1501001094 - FILTER, 20 X 24 X 2, PLEATED MDL 40 HI-CAP MERV 10 (20X24X2, 24X20X2, 24 X 20 X 2)) |  |  |  | 14 |  | 0 | 0 | August | 2026
B0157-AHU-Q | 001 | 015700000004 | 2026-08-10 00:20 | 1501001094 | FILTER, 20 X 24 X 2, PLEATED MDL 40 HI-CAP MERV 10 (20X24X2, 24X20X2, 24 X 20 X 2)) | 1501001094 - FILTER, 20 X 24 X 2, PLEATED MDL 40 HI-CAP MERV 10 (20X24X2, 24X20X2, 24 X 20 X 2)) |  |  |  | 12 |  | 0 | 0 | August | 2026
B0157-AHU-Q | 001 | 015700000001 | 2026-08-10 00:20 | 1501001154 | FILTER, 24 X 30 X 2, PLEATED MDL 40 HI-CAP MERV 10 (24X30X2) | 1501001154 - FILTER, 24 X 30 X 2, PLEATED MDL 40 HI-CAP MERV 10 (24X30X2) |  |  |  | 1 |  | 15.4217 | 15.4217 | August | 2026
B0157-AHU-Q | 001 | 015700000002 | 2026-08-10 00:20 | 1501001122 | FILTER, 16 X 25 X 2, PLEATED MDL 40 HI-CAP MERV 10 (16X25X2) | 1501001122 - FILTER, 16 X 25 X 2, PLEATED MDL 40 HI-CAP MERV 10 (16X25X2) |  |  |  | 4 |  | 0 | 0 | August | 2026
B0157-AHU-Q | 001 | 015700000003 | 2026-08-10 00:20 | 1501001122 | FILTER, 16 X 25 X 2, PLEATED MDL 40 HI-CAP MERV 10 (16X25X2) | 1501001122 - FILTER, 16 X 25 X 2, PLEATED MDL 40 HI-CAP MERV 10 (16X25X2) |  |  |  | 4 |  | 0 | 0 | August | 2026
B0157-AHU-Q | 001 | 015700000004 | 2026-08-10 00:20 | 1501001122 | FILTER, 16 X 25 X 2, PLEATED MDL 40 HI-CAP MERV 10 (16X25X2) | 1501001122 - FILTER, 16 X 25 X 2, PLEATED MDL 40 HI-CAP MERV 10 (16X25X2) |  |  |  | 4 |  | 0 | 0 | August | 2026
B0157-AHU-Q | 001 | 015700000001 | 2026-08-10 00:20 | 1501001149 | FILTER, 18 X 30 X 2, PLEATED MDL 40 HI-CAP MERV 10 , (18X30X2) | 1501001149 - FILTER, 18 X 30 X 2, PLEATED MDL 40 HI-CAP MERV 10 , (18X30X2) |  |  |  | 2 |  | 11.1902 | 22.3804 | August | 2026
B0157-AHU-Q | 001 | 015700000002 | 2026-08-10 00:20 | 1501003009 | FILTER, 14 INCH X 20 INCH X 2 INCH, PLEATED MDL 40 HI-CAP MERV 10 (14X20X2, 14 X 20 X 2) | 1501003009 - FILTER, 14 INCH X 20 INCH X 2 INCH, PLEATED MDL 40 HI-CAP MERV 10 (14X20X2, 14 X 20 X 2) |  |  |  | 2 |  | 0 | 0 | August | 2026
B0157-AHU-Q | 001 | 015700000004 | 2026-08-10 00:20 | 1501003009 | FILTER, 14 INCH X 20 INCH X 2 INCH, PLEATED MDL 40 HI-CAP MERV 10 (14X20X2, 14 X 20 X 2) | 1501003009 - FILTER, 14 INCH X 20 INCH X 2 INCH, PLEATED MDL 40 HI-CAP MERV 10 (14X20X2, 14 X 20 X 2) |  |  |  | 4 |  | 0 | 0 | August | 2026
B0157-AHU-Q | 001 | 015700000001 | 2026-08-10 00:20 | 1501001162 | FILTER, 12 X 24 X 4, PLEATED MDL 40 HI-CAP MERV 10 (12X24X4) | 1501001162 - FILTER, 12 X 24 X 4, PLEATED MDL 40 HI-CAP MERV 10 (12X24X4) |  |  |  | 3 |  | 6.3852 | 19.1556 | August | 2026
B0157-AHU-Q | 001 | 015700000004 | 2026-08-10 00:20 | 1501001121 | FILTER, 20 X 20 X 2, PLEATED MDL 40 STANDARD MERV 10 (20X20X2) | 1501001121 - FILTER, 20 X 20 X 2, PLEATED MDL 40 STANDARD MERV 10 (20X20X2) |  |  |  | 6 |  | 0 | 0 | August | 2026
B0157-AHU-Q | 001 | 015700000001 | 2026-08-10 00:20 | 1501001145 | FILTER, 24 X 24 X 4, PLEATED MDL 40 HI-CAP MERV 10 (24X24X4) | 1501001145 - FILTER, 24 X 24 X 4, PLEATED MDL 40 HI-CAP MERV 10 (24X24X4) |  |  |  | 6 |  | 0 | 0 | August | 2026
B0157-AHU-Q | 001 | 015700000004 | 2026-08-10 00:20 | 1501003007 | FILTER, 20 X 24 X 4, PLEATED MDL 40 HI-CAP MERV 10 (20X24X4) | 1501003007 - FILTER, 20 X 24 X 4, PLEATED MDL 40 HI-CAP MERV 10 (20X24X4) |  |  |  | 2 |  | 0 | 0 | August | 2026
B0157-AHU-Q | 001 | 015700000004 | 2026-08-10 00:20 | 1501001145 | FILTER, 24 X 24 X 4, PLEATED MDL 40 HI-CAP MERV 10 (24X24X4) | 1501001145 - FILTER, 24 X 24 X 4, PLEATED MDL 40 HI-CAP MERV 10 (24X24X4) |  |  |  | 4 |  | 0 | 0 | August | 2026
B0157-AHU-Q | 001 | 015700000004 | 2026-08-10 00:20 | 1501001119 | FILTER, 24 X 24 X 2, PLEATED MDL 40 HI-CAP MERV 10 (24X24X2) | 1501001119 - FILTER, 24 X 24 X 2, PLEATED MDL 40 HI-CAP MERV 10 (24X24X2) |  |  |  | 2 |  | 0 | 0 | August | 2026
AHU-Q-1-STRNZ8 | 001 | 015700000003 | 2026-08-11 | 1501001191 | FILTER, 9-1/2"X19-1/2"X2" (ACTUAL SIZE), PLEATED MDL 40 HI-CAP MERV 10 (10X20X2) | 1501001191 - FILTER, 9-1/2"X19-1/2"X2" (ACTUAL SIZE), PLEATED MDL 40 HI-CAP MERV 10 (10X20X2) |  |  |  | 2 |  | 0 | 0 | August | 2026
AHU-Q-1-STRNZ8 | 001 | 015700000004 | 2026-08-11 | 1501001191 | FILTER, 9-1/2"X19-1/2"X2" (ACTUAL SIZE), PLEATED MDL 40 HI-CAP MERV 10 (10X20X2) | 1501001191 - FILTER, 9-1/2"X19-1/2"X2" (ACTUAL SIZE), PLEATED MDL 40 HI-CAP MERV 10 (10X20X2) |  |  |  | 2 |  | 0 | 0 | August | 2026
AHU-Q-1-STRNZ8 | 001 | 015800000001 | 2026-08-11 | 1501001191 | FILTER, 9-1/2"X19-1/2"X2" (ACTUAL SIZE), PLEATED MDL 40 HI-CAP MERV 10 (10X20X2) | 1501001191 - FILTER, 9-1/2"X19-1/2"X2" (ACTUAL SIZE), PLEATED MDL 40 HI-CAP MERV 10 (10X20X2) |  |  |  | 4 |  | 0 | 0 | August | 2026
AHU-Q-1-STRNZ8 | 001 | 015800000002 | 2026-08-11 | 1501001094 | FILTER, 20 X 24 X 2, PLEATED MDL 40 HI-CAP MERV 10 (20X24X2, 24X20X2, 24 X 20 X 2)) | 1501001094 - FILTER, 20 X 24 X 2, PLEATED MDL 40 HI-CAP MERV 10 (20X24X2, 24X20X2, 24 X 20 X 2)) |  |  |  | 14 |  | 0 | 0 | August | 2026
AHU-Q-1-STRNZ8 | 001 | 015700000003 | 2026-08-11 | 1501001094 | FILTER, 20 X 24 X 2, PLEATED MDL 40 HI-CAP MERV 10 (20X24X2, 24X20X2, 24 X 20 X 2)) | 1501001094 - FILTER, 20 X 24 X 2, PLEATED MDL 40 HI-CAP MERV 10 (20X24X2, 24X20X2, 24 X 20 X 2)) |  |  |  | 14 |  | 0 | 0 | August | 2026
AHU-Q-1-STRNZ8 | 001 | 015700000004 | 2026-08-11 | 1501001094 | FILTER, 20 X 24 X 2, PLEATED MDL 40 HI-CAP MERV 10 (20X24X2, 24X20X2, 24 X 20 X 2)) | 1501001094 - FILTER, 20 X 24 X 2, PLEATED MDL 40 HI-CAP MERV 10 (20X24X2, 24X20X2, 24 X 20 X 2)) |  |  |  | 14 |  | 0 | 0 | August | 2026
AHU-Q-1-STRNZ8 | 001 | 015800000001 | 2026-08-11 | 1501001094 | FILTER, 20 X 24 X 2, PLEATED MDL 40 HI-CAP MERV 10 (20X24X2, 24X20X2, 24 X 20 X 2)) | 1501001094 - FILTER, 20 X 24 X 2, PLEATED MDL 40 HI-CAP MERV 10 (20X24X2, 24X20X2, 24 X 20 X 2)) |  |  |  | 6 |  | 0 | 0 | August | 2026
AHU-Q-1-STRNZ8 | 001 | 015800000002 | 2026-08-11 | 1501003009 | FILTER, 14 INCH X 20 INCH X 2 INCH, PLEATED MDL 40 HI-CAP MERV 10 (14X20X2, 14 X 20 X 2) | 1501003009 - FILTER, 14 INCH X 20 INCH X 2 INCH, PLEATED MDL 40 HI-CAP MERV 10 (14X20X2, 14 X 20 X 2) |  |  |  | 2 |  | 0 | 0 | August | 2026
AHU-Q-1-STRNZ8 | 001 | 015700000003 | 2026-08-11 | 1501001122 | FILTER, 16 X 25 X 2, PLEATED MDL 40 HI-CAP MERV 10 (16X25X2) | 1501001122 - FILTER, 16 X 25 X 2, PLEATED MDL 40 HI-CAP MERV 10 (16X25X2) |  |  |  | 4 |  | 0 | 0 | August | 2026
AHU-Q-1-STRNZ8 | 001 | 015700000004 | 2026-08-11 | 1501003009 | FILTER, 14 INCH X 20 INCH X 2 INCH, PLEATED MDL 40 HI-CAP MERV 10 (14X20X2, 14 X 20 X 2) | 1501003009 - FILTER, 14 INCH X 20 INCH X 2 INCH, PLEATED MDL 40 HI-CAP MERV 10 (14X20X2, 14 X 20 X 2) |  |  |  | 2 |  | 0 | 0 | August | 2026
AHU-Q-1-STRNZ8 | 001 | 015800000001 | 2026-08-11 | 1501001154 | FILTER, 24 X 30 X 2, PLEATED MDL 40 HI-CAP MERV 10 (24X30X2) | 1501001154 - FILTER, 24 X 30 X 2, PLEATED MDL 40 HI-CAP MERV 10 (24X30X2) |  |  |  | 1 |  | 15.4217 | 15.4217 | August | 2026
AHU-Q-1-STRNZ8 | 001 | 015800000002 | 2026-08-11 | 1501001191 | FILTER, 9-1/2"X19-1/2"X2" (ACTUAL SIZE), PLEATED MDL 40 HI-CAP MERV 10 (10X20X2) | 1501001191 - FILTER, 9-1/2"X19-1/2"X2" (ACTUAL SIZE), PLEATED MDL 40 HI-CAP MERV 10 (10X20X2) |  |  |  | 2 |  | 0 | 0 | August | 2026
AHU-Q-1-STRNZ8 | 001 | 015700000004 | 2026-08-11 | 1501001122 | FILTER, 16 X 25 X 2, PLEATED MDL 40 HI-CAP MERV 10 (16X25X2) | 1501001122 - FILTER, 16 X 25 X 2, PLEATED MDL 40 HI-CAP MERV 10 (16X25X2) |  |  |  | 4 |  | 0 | 0 | August | 2026
AHU-Q-1-STRNZ8 | 001 | 015800000001 | 2026-08-11 | 1501003009 | FILTER, 14 INCH X 20 INCH X 2 INCH, PLEATED MDL 40 HI-CAP MERV 10 (14X20X2, 14 X 20 X 2) | 1501003009 - FILTER, 14 INCH X 20 INCH X 2 INCH, PLEATED MDL 40 HI-CAP MERV 10 (14X20X2, 14 X 20 X 2) |  |  |  | 2 |  | 0 | 0 | August | 2026
AHU-Q-1-STRNZ8 | 001 | 015800000002 | 2026-08-11 | 1501001122 | FILTER, 16 X 25 X 2, PLEATED MDL 40 HI-CAP MERV 10 (16X25X2) | 1501001122 - FILTER, 16 X 25 X 2, PLEATED MDL 40 HI-CAP MERV 10 (16X25X2) |  |  |  | 4 |  | 0 | 0 | August | 2026
AHU-Q-1-STRNZ8 | 001 | 015800000001 | 2026-08-11 | 1501001910 | FILTER, 20 X 25 X 2, PLEATED MDL 40 HI-CAP MERV 10 (20X25X2) | 1501001910 - FILTER, 20 X 25 X 2, PLEATED MDL 40 HI-CAP MERV 10 (20X25X2) |  |  |  | 3 |  | 0 | 0 | August | 2026
AHU-Q-1-STRNZ8 | 001 | 015800000001 | 2026-08-11 | 1501001148 | FILTER, 18 3/4 X 24 X 2, 18-3/4 X 24 2, PLEATED MDL 40 HI-CAP MERV 10 , (18.75 X 24 X X2, 18.75X24X2) | 1501001148 - FILTER, 18 3/4 X 24 X 2, 18-3/4 X 24 2, PLEATED MDL 40 HI-CAP MERV 10 , (18.75 X 24 X X2, 18.75X24X2) |  |  |  | 4 |  | 9.2498 | 36.9992 | August | 2026
EXSTFAN Q-1 JTW | 001 | 000000016016 | 2026-08-11 | 1501001026 | BELT, #AX-24, AX24 (COG TYPE) | 1501001026 - BELT, #AX-24, AX24 (COG TYPE) |  |  |  | 1 |  | 0 | 0 | August | 2026
EXSTFAN Q-1 JTW | 001 | 000000016012 | 2026-08-11 | 1501001292 | BELT, #4L210 | 1501001292 - BELT, #4L210 |  |  |  | 1 |  | 0 | 0 | August | 2026
B0063 AHU LCC Q | 001 | 006300000001 | 2026-08-11 00:14 | 1501001139 | FILTER, 16 X 20 X 1, PLEATED MDL 40 HI-CAP MERV 10 (16X20X1) (ACTUAL SIZE: 15-1/2"X19-1/2"X3/4") | 1501001139 - FILTER, 16 X 20 X 1, PLEATED MDL 40 HI-CAP MERV 10 (16X20X1) (ACTUAL SIZE: 15-1/2"X19-1/2"X3/4") |  |  |  | 4 |  | 0 | 0 | August | 2026
B0063 AHU LCC Q | 001 | 006300000002 | 2026-08-11 00:14 | 1501001139 | FILTER, 16 X 20 X 1, PLEATED MDL 40 HI-CAP MERV 10 (16X20X1) (ACTUAL SIZE: 15-1/2"X19-1/2"X3/4") | 1501001139 - FILTER, 16 X 20 X 1, PLEATED MDL 40 HI-CAP MERV 10 (16X20X1) (ACTUAL SIZE: 15-1/2"X19-1/2"X3/4") |  |  |  | 4 |  | 0 | 0 | August | 2026
B0063 AHU LCC Q | 001 | 006300000003 | 2026-08-11 00:14 | 1501001139 | FILTER, 16 X 20 X 1, PLEATED MDL 40 HI-CAP MERV 10 (16X20X1) (ACTUAL SIZE: 15-1/2"X19-1/2"X3/4") | 1501001139 - FILTER, 16 X 20 X 1, PLEATED MDL 40 HI-CAP MERV 10 (16X20X1) (ACTUAL SIZE: 15-1/2"X19-1/2"X3/4") |  |  |  | 4 |  | 0 | 0 | August | 2026
0123-FCU-1-1 Q | 001 | 0123-H-FCU-1-1 | 2026-08-12 | 1501001213 | FILTER, 8 X 16 X 1, PLEATED MDL 40 HI-CAP MERV 10 (8X16X1) | 1501001213 - FILTER, 8 X 16 X 1, PLEATED MDL 40 HI-CAP MERV 10 (8X16X1) |  |  |  | 1 |  | 4.8546 | 4.8546 | August | 2026
0123-FCU-1-2 Q | 001 | 0123-H-FCU-1-2 | 2026-08-12 | 1501001213 | FILTER, 8 X 16 X 1, PLEATED MDL 40 HI-CAP MERV 10 (8X16X1) | 1501001213 - FILTER, 8 X 16 X 1, PLEATED MDL 40 HI-CAP MERV 10 (8X16X1) |  |  |  | 1 |  | 4.8546 | 4.8546 | August | 2026
B0002A AHU-1 Q | 001 | 000000006000 | 2026-08-12 | 1501001122 | FILTER, 16 X 25 X 2, PLEATED MDL 40 HI-CAP MERV 10 (16X25X2) | 1501001122 - FILTER, 16 X 25 X 2, PLEATED MDL 40 HI-CAP MERV 10 (16X25X2) |  |  |  | 2 |  | 0 | 0 | August | 2026
B0002A AHU-1 Q | 001 | 000000006000 | 2026-08-12 | 1501001910 | FILTER, 20 X 25 X 2, PLEATED MDL 40 HI-CAP MERV 10 (20X25X2) | 1501001910 - FILTER, 20 X 25 X 2, PLEATED MDL 40 HI-CAP MERV 10 (20X25X2) |  |  |  | 4 |  | 0 | 0 | August | 2026
B0002A AHU1-2 Q | 001 | 000000006001 | 2026-08-12 | 1501001122 | FILTER, 16 X 25 X 2, PLEATED MDL 40 HI-CAP MERV 10 (16X25X2) | 1501001122 - FILTER, 16 X 25 X 2, PLEATED MDL 40 HI-CAP MERV 10 (16X25X2) |  |  |  | 2 |  | 0 | 0 | August | 2026
B0002A AHU1-2 Q | 001 | 000000006001 | 2026-08-12 | 1501001910 | FILTER, 20 X 25 X 2, PLEATED MDL 40 HI-CAP MERV 10 (20X25X2) | 1501001910 - FILTER, 20 X 25 X 2, PLEATED MDL 40 HI-CAP MERV 10 (20X25X2) |  |  |  | 4 |  | 0 | 0 | August | 2026
B0123 FCU Q Z2 | 001 | 000002000194 | 2026-08-12 | 1501001133 | FILTER, 20 X 20 X 1, PLEATED MDL 40 STANDARD MERV 10 (20X20X1) | 1501001133 - FILTER, 20 X 20 X 1, PLEATED MDL 40 STANDARD MERV 10 (20X20X1) |  |  |  | 1 |  | 0 | 0 | August | 2026
B0123 FCU Q Z2 | 001 | 000002000193 | 2026-08-12 | 1501001133 | FILTER, 20 X 20 X 1, PLEATED MDL 40 STANDARD MERV 10 (20X20X1) | 1501001133 - FILTER, 20 X 20 X 1, PLEATED MDL 40 STANDARD MERV 10 (20X20X1) |  |  |  | 1 |  | 0 | 0 | August | 2026
DX-M-SERV T3 | 001 | 000000066000 | 2026-08-12 | 1501001112 | FILTER, 18 X 24 X 1, PLEATED MDL 40 HI-CAP MERV 10 (18X24X1, 24X18X1, 24 X 18 X 1) | 1501001112 - FILTER, 18 X 24 X 1, PLEATED MDL 40 HI-CAP MERV 10 (18X24X1, 24X18X1, 24 X 18 X 1) |  |  |  | 1 |  | 0 | 0 | August | 2026
DX-M-SERV T3 | 001 | 000000000920 | 2026-08-12 | 1501001141 | FILTER, 16 X 25 X 1, PLEATED MDL 40 HI-CAP MERV 10 (16X25X1) | 1501001141 - FILTER, 16 X 25 X 1, PLEATED MDL 40 HI-CAP MERV 10 (16X25X1) |  |  |  | 2 |  | 0 | 0 | August | 2026
FCU-Q-1-Z2 | 001 | 000002000186 | 2026-08-12 | 1501001873 | FILTER, 18 X 32 X 2, PLEATED MDL 40 HI-CAP MERV 10 (18X32X2, 32X18X2) | 1501001873 - FILTER, 18 X 32 X 2, PLEATED MDL 40 HI-CAP MERV 10 (18X32X2, 32X18X2) |  |  |  | 1 |  | 13.42 | 13.42 | August | 2026
FCU-Q-1-Z2 | 001 | 000002000187 | 2026-08-12 | 1501001870 | FILTER, 6 X 12 X 1, PLEATED MDL 40 HI-CAP MERV 10 (6X12X1, 12X6X1) | 1501001870 - FILTER, 6 X 12 X 1, PLEATED MDL 40 HI-CAP MERV 10 (6X12X1, 12X6X1) |  |  |  | 1 |  | 3.02 | 3.02 | August | 2026
FCU-Q-1-Z2 | 001 | 000002000188 | 2026-08-12 | 1501001870 | FILTER, 6 X 12 X 1, PLEATED MDL 40 HI-CAP MERV 10 (6X12X1, 12X6X1) | 1501001870 - FILTER, 6 X 12 X 1, PLEATED MDL 40 HI-CAP MERV 10 (6X12X1, 12X6X1) |  |  |  | 1 |  | 3.02 | 3.02 | August | 2026
FCU-Q-1-Z2 | 001 | 000002000189 | 2026-08-12 | 1501001133 | FILTER, 20 X 20 X 1, PLEATED MDL 40 STANDARD MERV 10 (20X20X1) | 1501001133 - FILTER, 20 X 20 X 1, PLEATED MDL 40 STANDARD MERV 10 (20X20X1) |  |  |  | 1 |  | 0 | 0 | August | 2026
FCU-Q-1-Z2 | 001 | 000002000190 | 2026-08-12 | 1501001133 | FILTER, 20 X 20 X 1, PLEATED MDL 40 STANDARD MERV 10 (20X20X1) | 1501001133 - FILTER, 20 X 20 X 1, PLEATED MDL 40 STANDARD MERV 10 (20X20X1) |  |  |  | 1 |  | 0 | 0 | August | 2026
FCU-Q-1-Z2 | 001 | 000002000191 | 2026-08-12 | 1501001872 | FILTER, 12 X 14 X 1, PLEATED MDL 40 HI-CAP MERV 10 (12X14X1, 14X12X1) | 1501001872 - FILTER, 12 X 14 X 1, PLEATED MDL 40 HI-CAP MERV 10 (12X14X1, 14X12X1) |  |  |  | 1 |  | 4.674 | 4.674 | August | 2026
FCU-Q-1-Z2 | 001 | 000002000192 | 2026-08-12 | 1501001872 | FILTER, 12 X 14 X 1, PLEATED MDL 40 HI-CAP MERV 10 (12X14X1, 14X12X1) | 1501001872 - FILTER, 12 X 14 X 1, PLEATED MDL 40 HI-CAP MERV 10 (12X14X1, 14X12X1) |  |  |  | 1 |  | 4.674 | 4.674 | August | 2026
B0048 AHU 1 S | 001 | 000000033000 | 2026-08-12 00:13 | 1501001617 | FILTER, 20 X 24 X 1, PLEATED MDL 40 HI-CAP MERV 10 (20X24X1) | 1501001617 - FILTER, 20 X 24 X 1, PLEATED MDL 40 HI-CAP MERV 10 (20X24X1) |  |  |  | 1 |  | 7.5693 | 7.5693 | August | 2026
B0048 AHU 2 S | 001 | 000090014049 | 2026-08-12 00:13 | 1501001133 | FILTER, 20 X 20 X 1, PLEATED MDL 40 STANDARD MERV 10 (20X20X1) | 1501001133 - FILTER, 20 X 20 X 1, PLEATED MDL 40 STANDARD MERV 10 (20X20X1) |  |  |  | 1 |  | 0 | 0 | August | 2026
B0062 AHU LCC Q | 001 | 006200000001 | 2026-08-12 00:14 | 1501001139 | FILTER, 16 X 20 X 1, PLEATED MDL 40 HI-CAP MERV 10 (16X20X1) (ACTUAL SIZE: 15-1/2"X19-1/2"X3/4") | 1501001139 - FILTER, 16 X 20 X 1, PLEATED MDL 40 HI-CAP MERV 10 (16X20X1) (ACTUAL SIZE: 15-1/2"X19-1/2"X3/4") |  |  |  | 4 |  | 0 | 0 | August | 2026
B0062 AHU LCC Q | 001 | 006200000002 | 2026-08-12 00:14 | 1501001139 | FILTER, 16 X 20 X 1, PLEATED MDL 40 HI-CAP MERV 10 (16X20X1) (ACTUAL SIZE: 15-1/2"X19-1/2"X3/4") | 1501001139 - FILTER, 16 X 20 X 1, PLEATED MDL 40 HI-CAP MERV 10 (16X20X1) (ACTUAL SIZE: 15-1/2"X19-1/2"X3/4") |  |  |  | 4 |  | 0 | 0 | August | 2026
B0062 AHU LCC Q | 001 | 006200000003 | 2026-08-12 00:14 | 1501001139 | FILTER, 16 X 20 X 1, PLEATED MDL 40 HI-CAP MERV 10 (16X20X1) (ACTUAL SIZE: 15-1/2"X19-1/2"X3/4") | 1501001139 - FILTER, 16 X 20 X 1, PLEATED MDL 40 HI-CAP MERV 10 (16X20X1) (ACTUAL SIZE: 15-1/2"X19-1/2"X3/4") |  |  |  | 4 |  | 0 | 0 | August | 2026
DX-AH-DD-Q | 001 | 000004090058 | 2026-08-12 00:25 | 1501002247 | FILTER, 30/30, DUAL 9, HIGH-CAPACITY, MERV 9, 24X24X4 | 1501002247 - FILTER, 30/30, DUAL 9, HIGH-CAPACITY, MERV 9, 24X24X4 |  |  |  | 15 |  | 0 | 0 | August | 2026
DX-AH-DD-Q | 001 | 000004090059 | 2026-08-12 00:25 | 1501002247 | FILTER, 30/30, DUAL 9, HIGH-CAPACITY, MERV 9, 24X24X4 | 1501002247 - FILTER, 30/30, DUAL 9, HIGH-CAPACITY, MERV 9, 24X24X4 |  |  |  | 15 |  | 0 | 0 | August | 2026
DX-AH-DD-Q | 001 | 000004090060 | 2026-08-12 00:25 | 1501002247 | FILTER, 30/30, DUAL 9, HIGH-CAPACITY, MERV 9, 24X24X4 | 1501002247 - FILTER, 30/30, DUAL 9, HIGH-CAPACITY, MERV 9, 24X24X4 |  |  |  | 15 |  | 0 | 0 | August | 2026
DX-AH-DD-Q | 001 | 000004090061 | 2026-08-12 00:25 | 1501002247 | FILTER, 30/30, DUAL 9, HIGH-CAPACITY, MERV 9, 24X24X4 | 1501002247 - FILTER, 30/30, DUAL 9, HIGH-CAPACITY, MERV 9, 24X24X4 |  |  |  | 15 |  | 0 | 0 | August | 2026
B0157 5FL AHUQ | 001 | 015700000005 | 2026-08-13 | 1501001191 | FILTER, 9-1/2"X19-1/2"X2" (ACTUAL SIZE), PLEATED MDL 40 HI-CAP MERV 10 (10X20X2) | 1501001191 - FILTER, 9-1/2"X19-1/2"X2" (ACTUAL SIZE), PLEATED MDL 40 HI-CAP MERV 10 (10X20X2) |  |  |  | 2 |  | 0 | 0 | August | 2026
B0157 5FL AHUQ | 001 | 015700000005 | 2026-08-13 | 1501003009 | FILTER, 14 INCH X 20 INCH X 2 INCH, PLEATED MDL 40 HI-CAP MERV 10 (14X20X2, 14 X 20 X 2) | 1501003009 - FILTER, 14 INCH X 20 INCH X 2 INCH, PLEATED MDL 40 HI-CAP MERV 10 (14X20X2, 14 X 20 X 2) |  |  |  | 6 |  | 0 | 0 | August | 2026
B0157 5FL AHUQ | 001 | 015700000005 | 2026-08-13 | 1501001121 | FILTER, 20 X 20 X 2, PLEATED MDL 40 STANDARD MERV 10 (20X20X2) | 1501001121 - FILTER, 20 X 20 X 2, PLEATED MDL 40 STANDARD MERV 10 (20X20X2) |  |  |  | 38 |  | 0 | 0 | August | 2026
B0157 5FL AHUQ | 001 | 015700000005 | 2026-08-13 | 1501001153 | FILTER, 17.5 X 24.5 X 4, PLEATED MDL 40 HI-CAP MERV 10 (17.5X24.5X4), 17 1/2X24 1/2X4 | 1501001153 - FILTER, 17.5 X 24.5 X 4, PLEATED MDL 40 HI-CAP MERV 10 (17.5X24.5X4), 17 1/2X24 1/2X4 |  |  |  | 4 |  | 0 | 0 | August | 2026
B0157 5FL AHUQ | 001 | 015700000005 | 2026-08-13 | 1501001094 | FILTER, 20 X 24 X 2, PLEATED MDL 40 HI-CAP MERV 10 (20X24X2, 24X20X2, 24 X 20 X 2)) | 1501001094 - FILTER, 20 X 24 X 2, PLEATED MDL 40 HI-CAP MERV 10 (20X24X2, 24X20X2, 24 X 20 X 2)) |  |  |  | 12 |  | 0 | 0 | August | 2026
B0157 5FL AHUQ | 001 | 015700000005 | 2026-08-13 | 1501001145 | FILTER, 24 X 24 X 4, PLEATED MDL 40 HI-CAP MERV 10 (24X24X4) | 1501001145 - FILTER, 24 X 24 X 4, PLEATED MDL 40 HI-CAP MERV 10 (24X24X4) |  |  |  | 4 |  | 0 | 0 | August | 2026
B0157 5FL AHUQ | 001 | 015700000005 | 2026-08-13 | 1501003007 | FILTER, 20 X 24 X 4, PLEATED MDL 40 HI-CAP MERV 10 (20X24X4) | 1501003007 - FILTER, 20 X 24 X 4, PLEATED MDL 40 HI-CAP MERV 10 (20X24X4) |  |  |  | 12 |  | 0 | 0 | August | 2026
B0157 5FL AHUQ | 001 | 015700000005 | 2026-08-13 | 1501001119 | FILTER, 24 X 24 X 2, PLEATED MDL 40 HI-CAP MERV 10 (24X24X2) | 1501001119 - FILTER, 24 X 24 X 2, PLEATED MDL 40 HI-CAP MERV 10 (24X24X2) |  |  |  | 4 |  | 0 | 0 | August | 2026
B0158 PH AHU Q | 001 | 015800000006 | 2026-08-13 | 1501001191 | FILTER, 9-1/2"X19-1/2"X2" (ACTUAL SIZE), PLEATED MDL 40 HI-CAP MERV 10 (10X20X2) | 1501001191 - FILTER, 9-1/2"X19-1/2"X2" (ACTUAL SIZE), PLEATED MDL 40 HI-CAP MERV 10 (10X20X2) |  |  |  | 2 |  | 0 | 0 | August | 2026
B0158 PH AHU Q | 001 | 015800000006 | 2026-08-13 | 1501001154 | FILTER, 24 X 30 X 2, PLEATED MDL 40 HI-CAP MERV 10 (24X30X2) | 1501001154 - FILTER, 24 X 30 X 2, PLEATED MDL 40 HI-CAP MERV 10 (24X30X2) |  |  |  | 1 |  | 15.4217 | 15.4217 | August | 2026
B0158 PH AHU Q | 001 | 015800000006 | 2026-08-13 | 1501001121 | FILTER, 20 X 20 X 2, PLEATED MDL 40 STANDARD MERV 10 (20X20X2) | 1501001121 - FILTER, 20 X 20 X 2, PLEATED MDL 40 STANDARD MERV 10 (20X20X2) |  |  |  | 41 |  | 0 | 0 | August | 2026
B0158 PH AHU Q | 001 | 015800000006 | 2026-08-13 | 1501001910 | FILTER, 20 X 25 X 2, PLEATED MDL 40 HI-CAP MERV 10 (20X25X2) | 1501001910 - FILTER, 20 X 25 X 2, PLEATED MDL 40 HI-CAP MERV 10 (20X25X2) |  |  |  | 2 |  | 0 | 0 | August | 2026
B0158 PH AHU Q | 001 | 015800000006 | 2026-08-13 | 1501001621 | FILTER, 15 X 25 X 2, PLEATED MDL 40 HI-CAP MERV 10 (15X25X2) | 1501001621 - FILTER, 15 X 25 X 2, PLEATED MDL 40 HI-CAP MERV 10 (15X25X2) |  |  |  | 2 |  | 9.35 | 18.7 | August | 2026
B0158 PH AHU Q | 001 | 015800000006 | 2026-08-13 | 1501001619 | FILTER, 15 X 20 X 2, PLEATED MDL 40 HI-CAP MERV 10 (15X20X2) | 1501001619 - FILTER, 15 X 20 X 2, PLEATED MDL 40 HI-CAP MERV 10 (15X20X2) |  |  |  | 1 |  | 3.71 | 3.71 | August | 2026
B0158 PH AHU Q | 001 | 015800000006 | 2026-08-13 | 1501001120 | FILTER, 20 X 25 X 4, PLEATED MDL 40 HI-CAP MERV 10 (20X25X4) | 1501001120 - FILTER, 20 X 25 X 4, PLEATED MDL 40 HI-CAP MERV 10 (20X25X4) |  |  |  | 2 |  | 0 | 0 | August | 2026
B0158 PH AHU Q | 001 | 015800000006 | 2026-08-13 | 1501001594 | FILTER, 20 X 20 X 4, PLEATED MDL 40 HI-CAP MERV 10 (20X20X4) | 1501001594 - FILTER, 20 X 20 X 4, PLEATED MDL 40 HI-CAP MERV 10 (20X20X4) |  |  |  | 1 |  | 5.2111 | 5.2111 | August | 2026
B0158 PH AHU Q | 001 | 015800000006 | 2026-08-13 | 1501001152 | FILTER, 15 X 25 X 4, PLEATED MDL 40 HI-CAP MERV 10 (15X25X4) | 1501001152 - FILTER, 15 X 25 X 4, PLEATED MDL 40 HI-CAP MERV 10 (15X25X4) |  |  |  | 2 |  | 10.3563 | 20.7126 | August | 2026
B0158 PH AHU Q | 001 | 015800000006 | 2026-08-13 | 1501001151 | FILTER, 15 X 20 X 4, 15X20X4, PLEATED MDL 40 HI-CAP MERV 10 | 1501001151 - FILTER, 15 X 20 X 4, 15X20X4, PLEATED MDL 40 HI-CAP MERV 10 |  |  |  | 1 |  | 9.3478 | 9.3478 | August | 2026
B0158 PH AHU Q | 001 | 015800000006 | 2026-08-13 | 1501001094 | FILTER, 20 X 24 X 2, PLEATED MDL 40 HI-CAP MERV 10 (20X24X2, 24X20X2, 24 X 20 X 2)) | 1501001094 - FILTER, 20 X 24 X 2, PLEATED MDL 40 HI-CAP MERV 10 (20X24X2, 24X20X2, 24 X 20 X 2)) |  |  |  | 12 |  | 0 | 0 | August | 2026
B0158 PH AHU Q | 001 | 015800000006 | 2026-08-13 | 1501003007 | FILTER, 20 X 24 X 4, PLEATED MDL 40 HI-CAP MERV 10 (20X24X4) | 1501003007 - FILTER, 20 X 24 X 4, PLEATED MDL 40 HI-CAP MERV 10 (20X24X4) |  |  |  | 12 |  | 0 | 0 | August | 2026
B0158 PH AHU Q | 001 | 015800000006 | 2026-08-13 | 1501003009 | FILTER, 14 INCH X 20 INCH X 2 INCH, PLEATED MDL 40 HI-CAP MERV 10 (14X20X2, 14 X 20 X 2) | 1501003009 - FILTER, 14 INCH X 20 INCH X 2 INCH, PLEATED MDL 40 HI-CAP MERV 10 (14X20X2, 14 X 20 X 2) |  |  |  | 4 |  | 0 | 0 | August | 2026
B0158 PH AHU Q | 001 | 015800000006 | 2026-08-13 | 1501001145 | FILTER, 24 X 24 X 4, PLEATED MDL 40 HI-CAP MERV 10 (24X24X4) | 1501001145 - FILTER, 24 X 24 X 4, PLEATED MDL 40 HI-CAP MERV 10 (24X24X4) |  |  |  | 4 |  | 0 | 0 | August | 2026
B0158 PH AHU Q | 001 | 015800000006 | 2026-08-13 | 1501001119 | FILTER, 24 X 24 X 2, PLEATED MDL 40 HI-CAP MERV 10 (24X24X2) | 1501001119 - FILTER, 24 X 24 X 2, PLEATED MDL 40 HI-CAP MERV 10 (24X24X2) |  |  |  | 4 |  | 0 | 0 | August | 2026
B8136 AHU Q RF | 001 | 813600000009 | 2026-08-13 | 1501001123 | FILTER, 16 X 20 X 2, PLEATED MDL 40 HI-CAP MERV 10 (16X20X2) | 1501001123 - FILTER, 16 X 20 X 2, PLEATED MDL 40 HI-CAP MERV 10 (16X20X2) |  |  |  | 4 |  | 0 | 0 | August | 2026
B8136 AHU Q RF | 001 | 813600000009 | 2026-08-13 | 1501001127 | FILTER, 16 X 16 X 2, PLEATED MDL 40 HI-CAP MERV 10 (16X16X2) | 1501001127 - FILTER, 16 X 16 X 2, PLEATED MDL 40 HI-CAP MERV 10 (16X16X2) |  |  |  | 8 |  | 5.2706 | 42.1648 | August | 2026
B8136 AHU Q RF | 001 | 813600000009 | 2026-08-13 | 1501001122 | FILTER, 16 X 25 X 2, PLEATED MDL 40 HI-CAP MERV 10 (16X25X2) | 1501001122 - FILTER, 16 X 25 X 2, PLEATED MDL 40 HI-CAP MERV 10 (16X25X2) |  |  |  | 8 |  | 0 | 0 | August | 2026
B0048 AHU 3 S | 001 | 000090014047 | 2026-08-13 00:13 | 1501001133 | FILTER, 20 X 20 X 1, PLEATED MDL 40 STANDARD MERV 10 (20X20X1) | 1501001133 - FILTER, 20 X 20 X 1, PLEATED MDL 40 STANDARD MERV 10 (20X20X1) |  |  |  | 1 |  | 0 | 0 | August | 2026
B0048 AHU 4 S | 001 | 000090014045 | 2026-08-13 00:13 | 1501001133 | FILTER, 20 X 20 X 1, PLEATED MDL 40 STANDARD MERV 10 (20X20X1) | 1501001133 - FILTER, 20 X 20 X 1, PLEATED MDL 40 STANDARD MERV 10 (20X20X1) |  |  |  | 1 |  | 0 | 0 | August | 2026
B0048 RTU1 Q | 001 | 000008092613 | 2026-08-13 00:13 | 1501002237 | FILTER, 30/30, DUAL 9, HIGH-CAPACITY, MERV 9, 20X25X2 | 1501002237 - FILTER, 30/30, DUAL 9, HIGH-CAPACITY, MERV 9, 20X25X2 |  |  |  | 6 |  | 16.46 | 98.76 | August | 2026
B0060 AHU LCC Q | 001 | 006000000001 | 2026-08-13 00:14 | 1501001139 | FILTER, 16 X 20 X 1, PLEATED MDL 40 HI-CAP MERV 10 (16X20X1) (ACTUAL SIZE: 15-1/2"X19-1/2"X3/4") | 1501001139 - FILTER, 16 X 20 X 1, PLEATED MDL 40 HI-CAP MERV 10 (16X20X1) (ACTUAL SIZE: 15-1/2"X19-1/2"X3/4") |  |  |  | 4 |  | 0 | 0 | August | 2026
B0060 AHU LCC Q | 001 | 006000000002 | 2026-08-13 00:14 | 1501001139 | FILTER, 16 X 20 X 1, PLEATED MDL 40 HI-CAP MERV 10 (16X20X1) (ACTUAL SIZE: 15-1/2"X19-1/2"X3/4") | 1501001139 - FILTER, 16 X 20 X 1, PLEATED MDL 40 HI-CAP MERV 10 (16X20X1) (ACTUAL SIZE: 15-1/2"X19-1/2"X3/4") |  |  |  | 4 |  | 0 | 0 | August | 2026
B0060 AHU LCC Q | 001 | 006000000003 | 2026-08-13 00:14 | 1501001139 | FILTER, 16 X 20 X 1, PLEATED MDL 40 HI-CAP MERV 10 (16X20X1) (ACTUAL SIZE: 15-1/2"X19-1/2"X3/4") | 1501001139 - FILTER, 16 X 20 X 1, PLEATED MDL 40 HI-CAP MERV 10 (16X20X1) (ACTUAL SIZE: 15-1/2"X19-1/2"X3/4") |  |  |  | 4 |  | 0 | 0 | August | 2026
B0061 AHU LCC Q | 001 | 006100000001 | 2026-08-13 00:14 | 1501001139 | FILTER, 16 X 20 X 1, PLEATED MDL 40 HI-CAP MERV 10 (16X20X1) (ACTUAL SIZE: 15-1/2"X19-1/2"X3/4") | 1501001139 - FILTER, 16 X 20 X 1, PLEATED MDL 40 HI-CAP MERV 10 (16X20X1) (ACTUAL SIZE: 15-1/2"X19-1/2"X3/4") |  |  |  | 4 |  | 0 | 0 | August | 2026
B0061 AHU LCC Q | 001 | 006100000002 | 2026-08-13 00:14 | 1501001139 | FILTER, 16 X 20 X 1, PLEATED MDL 40 HI-CAP MERV 10 (16X20X1) (ACTUAL SIZE: 15-1/2"X19-1/2"X3/4") | 1501001139 - FILTER, 16 X 20 X 1, PLEATED MDL 40 HI-CAP MERV 10 (16X20X1) (ACTUAL SIZE: 15-1/2"X19-1/2"X3/4") |  |  |  | 4 |  | 0 | 0 | August | 2026
B0061 AHU LCC Q | 001 | 006100000003 | 2026-08-13 00:14 | 1501001139 | FILTER, 16 X 20 X 1, PLEATED MDL 40 HI-CAP MERV 10 (16X20X1) (ACTUAL SIZE: 15-1/2"X19-1/2"X3/4") | 1501001139 - FILTER, 16 X 20 X 1, PLEATED MDL 40 HI-CAP MERV 10 (16X20X1) (ACTUAL SIZE: 15-1/2"X19-1/2"X3/4") |  |  |  | 4 |  | 0 | 0 | August | 2026
AHU STN 8Q 1.5H | 001 | 015900000001 | 2026-08-14 00:10 | 1501001910 | FILTER, 20 X 25 X 2, PLEATED MDL 40 HI-CAP MERV 10 (20X25X2) | 1501001910 - FILTER, 20 X 25 X 2, PLEATED MDL 40 HI-CAP MERV 10 (20X25X2) |  |  |  | 6 |  | 0 | 0 | August | 2026
AHU STN 8Q 1.5H | 001 | 015900000001 | 2026-08-14 00:10 | 1501001553 | FILTER, 16 X 30 X 2, PLEATED MDL 40 HI-CAP MERV 10 (16X30X2) | 1501001553 - FILTER, 16 X 30 X 2, PLEATED MDL 40 HI-CAP MERV 10 (16X30X2) |  |  |  | 1 |  | 11.9448 | 11.9448 | August | 2026
AHU STN 8Q 1.5H | 001 | 015900000001 | 2026-08-14 00:10 | 1501001486 | FILTER, 10 X 24 X 2, PLEATED MDL 40 HI-CAP MERV 10 (10X24X2) | 1501001486 - FILTER, 10 X 24 X 2, PLEATED MDL 40 HI-CAP MERV 10 (10X24X2) |  |  |  | 1 |  | 5.9354 | 5.9354 | August | 2026
AHU STN 8Q 1.5H | 001 | 015900000001 | 2026-08-14 00:10 | 1501001134 | FILTER, 20 X 30 X 1, PLEATED MDL 40 HI-CAP MERV 10 (20X30X1) | 1501001134 - FILTER, 20 X 30 X 1, PLEATED MDL 40 HI-CAP MERV 10 (20X30X1) |  |  |  | 1 |  | 0 | 0 | August | 2026
B0156 AHU Q 5 | 001 | 015600000005 | 2026-08-14 00:20 | 1501003009 | FILTER, 14 INCH X 20 INCH X 2 INCH, PLEATED MDL 40 HI-CAP MERV 10 (14X20X2, 14 X 20 X 2) | 1501003009 - FILTER, 14 INCH X 20 INCH X 2 INCH, PLEATED MDL 40 HI-CAP MERV 10 (14X20X2, 14 X 20 X 2) |  |  |  | 4 |  | 0 | 0 | August | 2026
B0156 AHU Q 5 | 001 | 015600000005 | 2026-08-14 00:20 | 1501001121 | FILTER, 20 X 20 X 2, PLEATED MDL 40 STANDARD MERV 10 (20X20X2) | 1501001121 - FILTER, 20 X 20 X 2, PLEATED MDL 40 STANDARD MERV 10 (20X20X2) |  |  |  | 22 |  | 0 | 0 | August | 2026
B0156 AHU Q 5 | 001 | 015600000005 | 2026-08-14 00:20 | 1501001094 | FILTER, 20 X 24 X 2, PLEATED MDL 40 HI-CAP MERV 10 (20X24X2, 24X20X2, 24 X 20 X 2)) | 1501001094 - FILTER, 20 X 24 X 2, PLEATED MDL 40 HI-CAP MERV 10 (20X24X2, 24X20X2, 24 X 20 X 2)) |  |  |  | 10 |  | 0 | 0 | August | 2026
B0156 AHU Q 5 | 001 | 015600000005 | 2026-08-14 00:20 | 1501003007 | FILTER, 20 X 24 X 4, PLEATED MDL 40 HI-CAP MERV 10 (20X24X4) | 1501003007 - FILTER, 20 X 24 X 4, PLEATED MDL 40 HI-CAP MERV 10 (20X24X4) |  |  |  | 10 |  | 0 | 0 | August | 2026
B0156 AHU Q 5 | 001 | 015600000005 | 2026-08-14 00:20 | 1501001911 | FILTER, 16 X 25 X 4, PLEATED MDL 40 HI-CAP MERV 10 (16X25X4) | 1501001911 - FILTER, 16 X 25 X 4, PLEATED MDL 40 HI-CAP MERV 10 (16X25X4) |  |  |  | 3 |  | 0 | 0 | August | 2026
B0156 AHU Q 5 | 001 | 015600000005 | 2026-08-14 00:20 | 1501001191 | FILTER, 9-1/2"X19-1/2"X2" (ACTUAL SIZE), PLEATED MDL 40 HI-CAP MERV 10 (10X20X2) | 1501001191 - FILTER, 9-1/2"X19-1/2"X2" (ACTUAL SIZE), PLEATED MDL 40 HI-CAP MERV 10 (10X20X2) |  |  |  | 2 |  | 0 | 0 | August | 2026
B8136 AHU Q 2HR | 001 | 813600000007 | 2026-08-14 00:23 | 1501001113 | FILTER, 18 X 20 X 1 PLEATED MDL 40 HI-CAP MERV 10 (18X20X1) | 1501001113 - FILTER, 18 X 20 X 1 PLEATED MDL 40 HI-CAP MERV 10 (18X20X1) |  |  |  | 12 |  | 4.4699 | 53.6388 | August | 2026
B8136 AHU Q 2HR | 001 | 813600000007 | 2026-08-14 00:23 | 1501001881 | FILTER, 22 X 24 X 1, PLEATED MDL 40 HI-CAP MERV 10 (22X24X1) | 1501001881 - FILTER, 22 X 24 X 1, PLEATED MDL 40 HI-CAP MERV 10 (22X24X1) |  |  |  | 1 |  | 0 | 0 | August | 2026
B8136 AHU Q 2HR | 001 | 813600000007 | 2026-08-14 00:23 | 1501001275 | FILTER, 16.5 X 21.5 X 1, PLEATED MDL 40 STANDARD MERV 10 (16 1/2 X 21 1/2 X 1, 16 1/2X21 1/2X1) | 1501001275 - FILTER, 16.5 X 21.5 X 1, PLEATED MDL 40 STANDARD MERV 10 (16 1/2 X 21 1/2 X 1, 16 1/2X21 1/2X1) |  |  |  | 1 |  | 0 | 0 | August | 2026
004A AHU 1-1 SF | 001 | 000007091562 | 2026-08-17 | 1501002232 | FILTER, 30/30, DUAL 9, HIGH-CAPACITY, MERV 9, 20X20X2 | 1501002232 - FILTER, 30/30, DUAL 9, HIGH-CAPACITY, MERV 9, 20X20X2 |  |  |  | 1 |  | 0 | 0 | August | 2026
B0154 AHU-2 M1 | 001 | 000000129067 | 2026-08-17 | 1501002236 | FILTER, 30/30, DUAL 9, HIGH-CAPACITY, MERV 9, 16X25X2 | 1501002236 - FILTER, 30/30, DUAL 9, HIGH-CAPACITY, MERV 9, 16X25X2 |  |  |  | 8 |  | 0 | 0 | August | 2026
B0059 AHU LCC Q | 001 | 005900000001 | 2026-08-17 00:14 | 1501001139 | FILTER, 16 X 20 X 1, PLEATED MDL 40 HI-CAP MERV 10 (16X20X1) (ACTUAL SIZE: 15-1/2"X19-1/2"X3/4") | 1501001139 - FILTER, 16 X 20 X 1, PLEATED MDL 40 HI-CAP MERV 10 (16X20X1) (ACTUAL SIZE: 15-1/2"X19-1/2"X3/4") |  |  |  | 4 |  | 0 | 0 | August | 2026
B0059 AHU LCC Q | 001 | 005900000002 | 2026-08-17 00:14 | 1501001139 | FILTER, 16 X 20 X 1, PLEATED MDL 40 HI-CAP MERV 10 (16X20X1) (ACTUAL SIZE: 15-1/2"X19-1/2"X3/4") | 1501001139 - FILTER, 16 X 20 X 1, PLEATED MDL 40 HI-CAP MERV 10 (16X20X1) (ACTUAL SIZE: 15-1/2"X19-1/2"X3/4") |  |  |  | 4 |  | 0 | 0 | August | 2026
B0059 AHU LCC Q | 001 | 005900000003 | 2026-08-17 00:14 | 1501001139 | FILTER, 16 X 20 X 1, PLEATED MDL 40 HI-CAP MERV 10 (16X20X1) (ACTUAL SIZE: 15-1/2"X19-1/2"X3/4") | 1501001139 - FILTER, 16 X 20 X 1, PLEATED MDL 40 HI-CAP MERV 10 (16X20X1) (ACTUAL SIZE: 15-1/2"X19-1/2"X3/4") |  |  |  | 4 |  | 0 | 0 | August | 2026
B0074 DAHU1 Q | 001 | 000000064000 | 2026-08-17 00:15 | 1501001534 | FILTER, 12 X 24 X 1, PLEATED MDL 40 HI-CAP MERV 10 (12X24X1) | 1501001534 - FILTER, 12 X 24 X 1, PLEATED MDL 40 HI-CAP MERV 10 (12X24X1) |  |  |  | 1 |  | 3.0238 | 3.0238 | August | 2026
B0154 AHU-1 SA | 001 | 000000129019 | 2026-08-17 00:20 | 1501002236 | FILTER, 30/30, DUAL 9, HIGH-CAPACITY, MERV 9, 16X25X2 | 1501002236 - FILTER, 30/30, DUAL 9, HIGH-CAPACITY, MERV 9, 16X25X2 |  |  |  | 12 |  | 0 | 0 | August | 2026
B0154 AHU-3 Q | 001 | 000007092009 | 2026-08-17 00:20 | 1501002210 | FILTER, BAG, 24X24X12, MERV14A, CAMFIL 10P, 405619A12 | 1501002210 - FILTER, BAG, 24X24X12, MERV14A, CAMFIL 10P, 405619A12 |  |  |  | 2 |  | 0 | 0 | August | 2026
B0158-AHU-Q | 001 | 015800000001 | 2026-08-17 00:20 | 1501001191 | FILTER, 9-1/2"X19-1/2"X2" (ACTUAL SIZE), PLEATED MDL 40 HI-CAP MERV 10 (10X20X2) | 1501001191 - FILTER, 9-1/2"X19-1/2"X2" (ACTUAL SIZE), PLEATED MDL 40 HI-CAP MERV 10 (10X20X2) |  |  |  | 4 |  | 0 | 0 | August | 2026
B0158-AHU-Q | 001 | 015800000001 | 2026-08-17 00:20 | 1501001094 | FILTER, 20 X 24 X 2, PLEATED MDL 40 HI-CAP MERV 10 (20X24X2, 24X20X2, 24 X 20 X 2)) | 1501001094 - FILTER, 20 X 24 X 2, PLEATED MDL 40 HI-CAP MERV 10 (20X24X2, 24X20X2, 24 X 20 X 2)) |  |  |  | 6 |  | 0 | 0 | August | 2026
B0158-AHU-Q | 001 | 015800000001 | 2026-08-17 00:20 | 1501001154 | FILTER, 24 X 30 X 2, PLEATED MDL 40 HI-CAP MERV 10 (24X30X2) | 1501001154 - FILTER, 24 X 30 X 2, PLEATED MDL 40 HI-CAP MERV 10 (24X30X2) |  |  |  | 1 |  | 15.4217 | 15.4217 | August | 2026
B0158-AHU-Q | 001 | 015800000001 | 2026-08-17 00:20 | 1501003009 | FILTER, 14 INCH X 20 INCH X 2 INCH, PLEATED MDL 40 HI-CAP MERV 10 (14X20X2, 14 X 20 X 2) | 1501003009 - FILTER, 14 INCH X 20 INCH X 2 INCH, PLEATED MDL 40 HI-CAP MERV 10 (14X20X2, 14 X 20 X 2) |  |  |  | 2 |  | 0 | 0 | August | 2026
B0158-AHU-Q | 001 | 015800000001 | 2026-08-17 00:20 | 1501001910 | FILTER, 20 X 25 X 2, PLEATED MDL 40 HI-CAP MERV 10 (20X25X2) | 1501001910 - FILTER, 20 X 25 X 2, PLEATED MDL 40 HI-CAP MERV 10 (20X25X2) |  |  |  | 3 |  | 0 | 0 | August | 2026
B0158-AHU-Q | 001 | 015800000001 | 2026-08-17 00:20 | 1501001148 | FILTER, 18 3/4 X 24 X 2, 18-3/4 X 24 2, PLEATED MDL 40 HI-CAP MERV 10 , (18.75 X 24 X X2, 18.75X24X2) | 1501001148 - FILTER, 18 3/4 X 24 X 2, 18-3/4 X 24 2, PLEATED MDL 40 HI-CAP MERV 10 , (18.75 X 24 X X2, 18.75X24X2) |  |  |  | 4 |  | 9.2498 | 36.9992 | August | 2026
B0158-AHU-Q | 001 | 015800000002 | 2026-08-17 00:20 | 1501001094 | FILTER, 20 X 24 X 2, PLEATED MDL 40 HI-CAP MERV 10 (20X24X2, 24X20X2, 24 X 20 X 2)) | 1501001094 - FILTER, 20 X 24 X 2, PLEATED MDL 40 HI-CAP MERV 10 (20X24X2, 24X20X2, 24 X 20 X 2)) |  |  |  | 14 |  | 0 | 0 | August | 2026
B0158-AHU-Q | 001 | 015800000003 | 2026-08-17 00:20 | 1501001191 | FILTER, 9-1/2"X19-1/2"X2" (ACTUAL SIZE), PLEATED MDL 40 HI-CAP MERV 10 (10X20X2) | 1501001191 - FILTER, 9-1/2"X19-1/2"X2" (ACTUAL SIZE), PLEATED MDL 40 HI-CAP MERV 10 (10X20X2) |  |  |  | 2 |  | 0 | 0 | August | 2026
B0158-AHU-Q | 001 | 015800000004 | 2026-08-17 00:20 | 1501001191 | FILTER, 9-1/2"X19-1/2"X2" (ACTUAL SIZE), PLEATED MDL 40 HI-CAP MERV 10 (10X20X2) | 1501001191 - FILTER, 9-1/2"X19-1/2"X2" (ACTUAL SIZE), PLEATED MDL 40 HI-CAP MERV 10 (10X20X2) |  |  |  | 2 |  | 0 | 0 | August | 2026
B0158-AHU-Q | 001 | 015800000005 | 2026-08-17 00:20 | 1501001191 | FILTER, 9-1/2"X19-1/2"X2" (ACTUAL SIZE), PLEATED MDL 40 HI-CAP MERV 10 (10X20X2) | 1501001191 - FILTER, 9-1/2"X19-1/2"X2" (ACTUAL SIZE), PLEATED MDL 40 HI-CAP MERV 10 (10X20X2) |  |  |  | 2 |  | 0 | 0 | August | 2026
B0158-AHU-Q | 001 | 015800000002 | 2026-08-17 00:20 | 1501003009 | FILTER, 14 INCH X 20 INCH X 2 INCH, PLEATED MDL 40 HI-CAP MERV 10 (14X20X2, 14 X 20 X 2) | 1501003009 - FILTER, 14 INCH X 20 INCH X 2 INCH, PLEATED MDL 40 HI-CAP MERV 10 (14X20X2, 14 X 20 X 2) |  |  |  | 2 |  | 0 | 0 | August | 2026
B0158-AHU-Q | 001 | 015800000003 | 2026-08-17 00:20 | 1501001094 | FILTER, 20 X 24 X 2, PLEATED MDL 40 HI-CAP MERV 10 (20X24X2, 24X20X2, 24 X 20 X 2)) | 1501001094 - FILTER, 20 X 24 X 2, PLEATED MDL 40 HI-CAP MERV 10 (20X24X2, 24X20X2, 24 X 20 X 2)) |  |  |  | 14 |  | 0 | 0 | August | 2026
B0158-AHU-Q | 001 | 015800000004 | 2026-08-17 00:20 | 1501001094 | FILTER, 20 X 24 X 2, PLEATED MDL 40 HI-CAP MERV 10 (20X24X2, 24X20X2, 24 X 20 X 2)) | 1501001094 - FILTER, 20 X 24 X 2, PLEATED MDL 40 HI-CAP MERV 10 (20X24X2, 24X20X2, 24 X 20 X 2)) |  |  |  | 14 |  | 0 | 0 | August | 2026
B0158-AHU-Q | 001 | 015800000005 | 2026-08-17 00:20 | 1501001094 | FILTER, 20 X 24 X 2, PLEATED MDL 40 HI-CAP MERV 10 (20X24X2, 24X20X2, 24 X 20 X 2)) | 1501001094 - FILTER, 20 X 24 X 2, PLEATED MDL 40 HI-CAP MERV 10 (20X24X2, 24X20X2, 24 X 20 X 2)) |  |  |  | 14 |  | 0 | 0 | August | 2026
B0158-AHU-Q | 001 | 015800000002 | 2026-08-17 00:20 | 1501001191 | FILTER, 9-1/2"X19-1/2"X2" (ACTUAL SIZE), PLEATED MDL 40 HI-CAP MERV 10 (10X20X2) | 1501001191 - FILTER, 9-1/2"X19-1/2"X2" (ACTUAL SIZE), PLEATED MDL 40 HI-CAP MERV 10 (10X20X2) |  |  |  | 2 |  | 0 | 0 | August | 2026
B0158-AHU-Q | 001 | 015800000003 | 2026-08-17 00:20 | 1501001122 | FILTER, 16 X 25 X 2, PLEATED MDL 40 HI-CAP MERV 10 (16X25X2) | 1501001122 - FILTER, 16 X 25 X 2, PLEATED MDL 40 HI-CAP MERV 10 (16X25X2) |  |  |  | 4 |  | 0 | 0 | August | 2026
B0158-AHU-Q | 001 | 015800000004 | 2026-08-17 00:20 | 1501003009 | FILTER, 14 INCH X 20 INCH X 2 INCH, PLEATED MDL 40 HI-CAP MERV 10 (14X20X2, 14 X 20 X 2) | 1501003009 - FILTER, 14 INCH X 20 INCH X 2 INCH, PLEATED MDL 40 HI-CAP MERV 10 (14X20X2, 14 X 20 X 2) |  |  |  | 2 |  | 0 | 0 | August | 2026
B0158-AHU-Q | 001 | 015800000005 | 2026-08-17 00:20 | 1501001122 | FILTER, 16 X 25 X 2, PLEATED MDL 40 HI-CAP MERV 10 (16X25X2) | 1501001122 - FILTER, 16 X 25 X 2, PLEATED MDL 40 HI-CAP MERV 10 (16X25X2) |  |  |  | 4 |  | 0 | 0 | August | 2026
B0158-AHU-Q | 001 | 015800000002 | 2026-08-17 00:20 | 1501001122 | FILTER, 16 X 25 X 2, PLEATED MDL 40 HI-CAP MERV 10 (16X25X2) | 1501001122 - FILTER, 16 X 25 X 2, PLEATED MDL 40 HI-CAP MERV 10 (16X25X2) |  |  |  | 4 |  | 0 | 0 | August | 2026
B0158-AHU-Q | 001 | 015800000004 | 2026-08-17 00:20 | 1501001122 | FILTER, 16 X 25 X 2, PLEATED MDL 40 HI-CAP MERV 10 (16X25X2) | 1501001122 - FILTER, 16 X 25 X 2, PLEATED MDL 40 HI-CAP MERV 10 (16X25X2) |  |  |  | 4 |  | 0 | 0 | August | 2026
AHU-Q-1-STRNZ8 | 001 | 015800000003 | 2026-08-18 | 1501001191 | FILTER, 9-1/2"X19-1/2"X2" (ACTUAL SIZE), PLEATED MDL 40 HI-CAP MERV 10 (10X20X2) | 1501001191 - FILTER, 9-1/2"X19-1/2"X2" (ACTUAL SIZE), PLEATED MDL 40 HI-CAP MERV 10 (10X20X2) |  |  |  | 2 |  | 0 | 0 | August | 2026
AHU-Q-1-STRNZ8 | 001 | 015800000004 | 2026-08-18 | 1501001191 | FILTER, 9-1/2"X19-1/2"X2" (ACTUAL SIZE), PLEATED MDL 40 HI-CAP MERV 10 (10X20X2) | 1501001191 - FILTER, 9-1/2"X19-1/2"X2" (ACTUAL SIZE), PLEATED MDL 40 HI-CAP MERV 10 (10X20X2) |  |  |  | 2 |  | 0 | 0 | August | 2026
AHU-Q-1-STRNZ8 | 001 | 015800000005 | 2026-08-18 | 1501001191 | FILTER, 9-1/2"X19-1/2"X2" (ACTUAL SIZE), PLEATED MDL 40 HI-CAP MERV 10 (10X20X2) | 1501001191 - FILTER, 9-1/2"X19-1/2"X2" (ACTUAL SIZE), PLEATED MDL 40 HI-CAP MERV 10 (10X20X2) |  |  |  | 2 |  | 0 | 0 | August | 2026
AHU-Q-1-STRNZ8 | 001 | 015800000003 | 2026-08-18 | 1501001094 | FILTER, 20 X 24 X 2, PLEATED MDL 40 HI-CAP MERV 10 (20X24X2, 24X20X2, 24 X 20 X 2)) | 1501001094 - FILTER, 20 X 24 X 2, PLEATED MDL 40 HI-CAP MERV 10 (20X24X2, 24X20X2, 24 X 20 X 2)) |  |  |  | 14 |  | 0 | 0 | August | 2026
AHU-Q-1-STRNZ8 | 001 | 015800000004 | 2026-08-18 | 1501001094 | FILTER, 20 X 24 X 2, PLEATED MDL 40 HI-CAP MERV 10 (20X24X2, 24X20X2, 24 X 20 X 2)) | 1501001094 - FILTER, 20 X 24 X 2, PLEATED MDL 40 HI-CAP MERV 10 (20X24X2, 24X20X2, 24 X 20 X 2)) |  |  |  | 14 |  | 0 | 0 | August | 2026
AHU-Q-1-STRNZ8 | 001 | 015800000005 | 2026-08-18 | 1501001094 | FILTER, 20 X 24 X 2, PLEATED MDL 40 HI-CAP MERV 10 (20X24X2, 24X20X2, 24 X 20 X 2)) | 1501001094 - FILTER, 20 X 24 X 2, PLEATED MDL 40 HI-CAP MERV 10 (20X24X2, 24X20X2, 24 X 20 X 2)) |  |  |  | 14 |  | 0 | 0 | August | 2026
AHU-Q-1-STRNZ8 | 001 | 015800000003 | 2026-08-18 | 1501001122 | FILTER, 16 X 25 X 2, PLEATED MDL 40 HI-CAP MERV 10 (16X25X2) | 1501001122 - FILTER, 16 X 25 X 2, PLEATED MDL 40 HI-CAP MERV 10 (16X25X2) |  |  |  | 4 |  | 0 | 0 | August | 2026
AHU-Q-1-STRNZ8 | 001 | 015800000004 | 2026-08-18 | 1501003009 | FILTER, 14 INCH X 20 INCH X 2 INCH, PLEATED MDL 40 HI-CAP MERV 10 (14X20X2, 14 X 20 X 2) | 1501003009 - FILTER, 14 INCH X 20 INCH X 2 INCH, PLEATED MDL 40 HI-CAP MERV 10 (14X20X2, 14 X 20 X 2) |  |  |  | 2 |  | 0 | 0 | August | 2026
AHU-Q-1-STRNZ8 | 001 | 015800000005 | 2026-08-18 | 1501001122 | FILTER, 16 X 25 X 2, PLEATED MDL 40 HI-CAP MERV 10 (16X25X2) | 1501001122 - FILTER, 16 X 25 X 2, PLEATED MDL 40 HI-CAP MERV 10 (16X25X2) |  |  |  | 4 |  | 0 | 0 | August | 2026
AHU-Q-1-STRNZ8 | 001 | 015800000004 | 2026-08-18 | 1501001122 | FILTER, 16 X 25 X 2, PLEATED MDL 40 HI-CAP MERV 10 (16X25X2) | 1501001122 - FILTER, 16 X 25 X 2, PLEATED MDL 40 HI-CAP MERV 10 (16X25X2) |  |  |  | 4 |  | 0 | 0 | August | 2026
CRU Q-1 T1 | 001 | 000000009024 | 2026-08-18 | 1501001930 | FILTER, 28.5 X 29.5 X 2, PLEATED MDL 40 HI-CAP MERV 10 (28.5X29.5X2, 28 1/2 X 29 1/2 X 2, 28 1/2X29 1/2X2) | 1501001930 - FILTER, 28.5 X 29.5 X 2, PLEATED MDL 40 HI-CAP MERV 10 (28.5X29.5X2, 28 1/2 X 29 1/2 X 2, 28 1/2X29 1/2X2) |  |  |  | 2 |  | 0 | 0 | August | 2026
CRU-Q-SERV T2 | 001 | 000000078184 | 2026-08-18 | 1501001145 | FILTER, 24 X 24 X 4, PLEATED MDL 40 HI-CAP MERV 10 (24X24X4) | 1501001145 - FILTER, 24 X 24 X 4, PLEATED MDL 40 HI-CAP MERV 10 (24X24X4) |  |  |  | 3 |  | 0 | 0 | August | 2026
CRU-Q-SERV T2 | 001 | 000000110101 | 2026-08-18 | 1501001559 | FILTER, 16 X 20 X 4, PLEATED MDL 40 HI-CAP MERV 10 (16X20X4) | 1501001559 - FILTER, 16 X 20 X 4, PLEATED MDL 40 HI-CAP MERV 10 (16X20X4) |  |  |  | 6 |  | 0 | 0 | August | 2026
DX-Q-SERV T10 | 001 | 000000184002 | 2026-08-18 | 1501001134 | FILTER, 20 X 30 X 1, PLEATED MDL 40 HI-CAP MERV 10 (20X30X1) | 1501001134 - FILTER, 20 X 30 X 1, PLEATED MDL 40 HI-CAP MERV 10 (20X30X1) |  |  |  | 1 |  | 0 | 0 | August | 2026
DX-Q-SERV T10 | 001 | 000000184003 | 2026-08-18 | 1501001134 | FILTER, 20 X 30 X 1, PLEATED MDL 40 HI-CAP MERV 10 (20X30X1) | 1501001134 - FILTER, 20 X 30 X 1, PLEATED MDL 40 HI-CAP MERV 10 (20X30X1) |  |  |  | 1 |  | 0 | 0 | August | 2026
B0058 AHU LCC Q | 001 | 005800000001 | 2026-08-18 00:14 | 1501001139 | FILTER, 16 X 20 X 1, PLEATED MDL 40 HI-CAP MERV 10 (16X20X1) (ACTUAL SIZE: 15-1/2"X19-1/2"X3/4") | 1501001139 - FILTER, 16 X 20 X 1, PLEATED MDL 40 HI-CAP MERV 10 (16X20X1) (ACTUAL SIZE: 15-1/2"X19-1/2"X3/4") |  |  |  | 4 |  | 0 | 0 | August | 2026
B0058 AHU LCC Q | 001 | 005800000002 | 2026-08-18 00:14 | 1501001139 | FILTER, 16 X 20 X 1, PLEATED MDL 40 HI-CAP MERV 10 (16X20X1) (ACTUAL SIZE: 15-1/2"X19-1/2"X3/4") | 1501001139 - FILTER, 16 X 20 X 1, PLEATED MDL 40 HI-CAP MERV 10 (16X20X1) (ACTUAL SIZE: 15-1/2"X19-1/2"X3/4") |  |  |  | 4 |  | 0 | 0 | August | 2026
B0058 AHU LCC Q | 001 | 005800000003 | 2026-08-18 00:14 | 1501001139 | FILTER, 16 X 20 X 1, PLEATED MDL 40 HI-CAP MERV 10 (16X20X1) (ACTUAL SIZE: 15-1/2"X19-1/2"X3/4") | 1501001139 - FILTER, 16 X 20 X 1, PLEATED MDL 40 HI-CAP MERV 10 (16X20X1) (ACTUAL SIZE: 15-1/2"X19-1/2"X3/4") |  |  |  | 4 |  | 0 | 0 | August | 2026
B0096 DAHU1 Q | 001 | 000000082034 | 2026-08-18 00:16 | 1501001133 | FILTER, 20 X 20 X 1, PLEATED MDL 40 STANDARD MERV 10 (20X20X1) | 1501001133 - FILTER, 20 X 20 X 1, PLEATED MDL 40 STANDARD MERV 10 (20X20X1) |  |  |  | 1 |  | 0 | 0 | August | 2026
B0096 DAHU2 Q | 001 | 000000082028 | 2026-08-18 00:16 | 1501001133 | FILTER, 20 X 20 X 1, PLEATED MDL 40 STANDARD MERV 10 (20X20X1) | 1501001133 - FILTER, 20 X 20 X 1, PLEATED MDL 40 STANDARD MERV 10 (20X20X1) |  |  |  | 1 |  | 0 | 0 | August | 2026
B0096 DAHU2 Q | 001 | 000000082028 | 2026-08-18 00:16 | 1501001139 | FILTER, 16 X 20 X 1, PLEATED MDL 40 HI-CAP MERV 10 (16X20X1) (ACTUAL SIZE: 15-1/2"X19-1/2"X3/4") | 1501001139 - FILTER, 16 X 20 X 1, PLEATED MDL 40 HI-CAP MERV 10 (16X20X1) (ACTUAL SIZE: 15-1/2"X19-1/2"X3/4") |  |  |  | 1 |  | 0 | 0 | August | 2026
B0057 AHU LCC Q | 001 | 005700000001 | 2026-08-19 00:14 | 1501001139 | FILTER, 16 X 20 X 1, PLEATED MDL 40 HI-CAP MERV 10 (16X20X1) (ACTUAL SIZE: 15-1/2"X19-1/2"X3/4") | 1501001139 - FILTER, 16 X 20 X 1, PLEATED MDL 40 HI-CAP MERV 10 (16X20X1) (ACTUAL SIZE: 15-1/2"X19-1/2"X3/4") |  |  |  | 4 |  | 0 | 0 | August | 2026
B0057 AHU LCC Q | 001 | 005700000002 | 2026-08-19 00:14 | 1501001139 | FILTER, 16 X 20 X 1, PLEATED MDL 40 HI-CAP MERV 10 (16X20X1) (ACTUAL SIZE: 15-1/2"X19-1/2"X3/4") | 1501001139 - FILTER, 16 X 20 X 1, PLEATED MDL 40 HI-CAP MERV 10 (16X20X1) (ACTUAL SIZE: 15-1/2"X19-1/2"X3/4") |  |  |  | 4 |  | 0 | 0 | August | 2026
B0057 AHU LCC Q | 001 | 005700000003 | 2026-08-19 00:14 | 1501001139 | FILTER, 16 X 20 X 1, PLEATED MDL 40 HI-CAP MERV 10 (16X20X1) (ACTUAL SIZE: 15-1/2"X19-1/2"X3/4") | 1501001139 - FILTER, 16 X 20 X 1, PLEATED MDL 40 HI-CAP MERV 10 (16X20X1) (ACTUAL SIZE: 15-1/2"X19-1/2"X3/4") |  |  |  | 4 |  | 0 | 0 | August | 2026
DX-Q-SERV T1 | 001 | 000000082052 | 2026-08-19 00:25 | 1501001207 | FILTER, MERV 13, 16 X 20 X 4, PLEATED MDL 40 HI-CAP (16X20X4) | 1501001207 - FILTER, MERV 13, 16 X 20 X 4, PLEATED MDL 40 HI-CAP (16X20X4) |  |  |  | 6 |  | 0 | 0 | August | 2026
DX-Q-SERV T1 | 001 | 000000082057 | 2026-08-19 00:25 | 1501002232 | FILTER, 30/30, DUAL 9, HIGH-CAPACITY, MERV 9, 20X20X2 | 1501002232 - FILTER, 30/30, DUAL 9, HIGH-CAPACITY, MERV 9, 20X20X2 |  |  |  | 4 |  | 0 | 0 | August | 2026
DX-Q-SERV T1 | 001 | 000000082057 | 2026-08-19 00:25 | 1501002237 | FILTER, 30/30, DUAL 9, HIGH-CAPACITY, MERV 9, 20X25X2 | 1501002237 - FILTER, 30/30, DUAL 9, HIGH-CAPACITY, MERV 9, 20X25X2 |  |  |  | 4 |  | 16.46 | 65.84 | August | 2026
DX-Q-SERV T1 | 001 | 000000082058 | 2026-08-19 00:25 | 1501002232 | FILTER, 30/30, DUAL 9, HIGH-CAPACITY, MERV 9, 20X20X2 | 1501002232 - FILTER, 30/30, DUAL 9, HIGH-CAPACITY, MERV 9, 20X20X2 |  |  |  | 4 |  | 0 | 0 | August | 2026
DX-Q-SERV T1 | 001 | 000006093749 | 2026-08-19 00:25 | 1501002235 | FILTER, 30/30, DUAL 9, HIGH-CAPACITY, MERV 9, 16X20X2 | 1501002235 - FILTER, 30/30, DUAL 9, HIGH-CAPACITY, MERV 9, 16X20X2 |  |  |  | 4 |  | 0 | 0 | August | 2026
DX-Q-SERV T1 | 001 | 000000082058 | 2026-08-19 00:25 | 1501002237 | FILTER, 30/30, DUAL 9, HIGH-CAPACITY, MERV 9, 20X25X2 | 1501002237 - FILTER, 30/30, DUAL 9, HIGH-CAPACITY, MERV 9, 20X25X2 |  |  |  | 4 |  | 16.46 | 65.84 | August | 2026
DX-Q-SERV T1 | 001 | 000006093749 | 2026-08-19 00:25 | 1501002232 | FILTER, 30/30, DUAL 9, HIGH-CAPACITY, MERV 9, 20X20X2 | 1501002232 - FILTER, 30/30, DUAL 9, HIGH-CAPACITY, MERV 9, 20X20X2 |  |  |  | 8 |  | 0 | 0 | August | 2026
B0056 AHU LCC Q | 001 | 005600000001 | 2026-08-20 00:14 | 1501001139 | FILTER, 16 X 20 X 1, PLEATED MDL 40 HI-CAP MERV 10 (16X20X1) (ACTUAL SIZE: 15-1/2"X19-1/2"X3/4") | 1501001139 - FILTER, 16 X 20 X 1, PLEATED MDL 40 HI-CAP MERV 10 (16X20X1) (ACTUAL SIZE: 15-1/2"X19-1/2"X3/4") |  |  |  | 4 |  | 0 | 0 | August | 2026
B0056 AHU LCC Q | 001 | 005600000002 | 2026-08-20 00:14 | 1501001139 | FILTER, 16 X 20 X 1, PLEATED MDL 40 HI-CAP MERV 10 (16X20X1) (ACTUAL SIZE: 15-1/2"X19-1/2"X3/4") | 1501001139 - FILTER, 16 X 20 X 1, PLEATED MDL 40 HI-CAP MERV 10 (16X20X1) (ACTUAL SIZE: 15-1/2"X19-1/2"X3/4") |  |  |  | 4 |  | 0 | 0 | August | 2026
B0056 AHU LCC Q | 001 | 005600000003 | 2026-08-20 00:14 | 1501001139 | FILTER, 16 X 20 X 1, PLEATED MDL 40 HI-CAP MERV 10 (16X20X1) (ACTUAL SIZE: 15-1/2"X19-1/2"X3/4") | 1501001139 - FILTER, 16 X 20 X 1, PLEATED MDL 40 HI-CAP MERV 10 (16X20X1) (ACTUAL SIZE: 15-1/2"X19-1/2"X3/4") |  |  |  | 4 |  | 0 | 0 | August | 2026
B0140 ROOF 4M | 001 | 000000124126 | 2026-08-24 | 1501001122 | FILTER, 16 X 25 X 2, PLEATED MDL 40 HI-CAP MERV 10 (16X25X2) | 1501001122 - FILTER, 16 X 25 X 2, PLEATED MDL 40 HI-CAP MERV 10 (16X25X2) |  |  |  | 1 |  | 0 | 0 | August | 2026
B0140 ROOF 4M | 001 | 000000124126 | 2026-08-24 | 1501001123 | FILTER, 16 X 20 X 2, PLEATED MDL 40 HI-CAP MERV 10 (16X20X2) | 1501001123 - FILTER, 16 X 20 X 2, PLEATED MDL 40 HI-CAP MERV 10 (16X20X2) |  |  |  | 1 |  | 0 | 0 | August | 2026
0133 OAU Q | 001 | 000007091166 | 2026-08-24 00:07 | 1501002233 | FILTER, 30/30, DUAL 9, HIGH-CAPACITY, MERV 9, 20X24X2 | 1501002233 - FILTER, 30/30, DUAL 9, HIGH-CAPACITY, MERV 9, 20X24X2 |  |  |  | 2 |  | 0 | 0 | August | 2026
0133 OAU Q | 001 | 000007091169 | 2026-08-24 00:07 | 1501001147 | FILTER, 18 X 24 X 2, PLEATED MDL 40 HI-CAP MERV 10 (18X24X2) | 1501001147 - FILTER, 18 X 24 X 2, PLEATED MDL 40 HI-CAP MERV 10 (18X24X2) |  |  |  | 1 |  | 0 | 0 | August | 2026
0133 OAU Q | 001 | 000007091172 | 2026-08-24 00:07 | 1501001206 | FILTER, MERV 13, 20 X 24 X 2, PLEATED MDL 40 HI-CAP (20X24X2) | 1501001206 - FILTER, MERV 13, 20 X 24 X 2, PLEATED MDL 40 HI-CAP (20X24X2) |  |  |  | 2 |  | 18.4507 | 36.9014 | August | 2026
0133 OAU Q | 001 | 000007091175 | 2026-08-24 00:07 | 1501001147 | FILTER, 18 X 24 X 2, PLEATED MDL 40 HI-CAP MERV 10 (18X24X2) | 1501001147 - FILTER, 18 X 24 X 2, PLEATED MDL 40 HI-CAP MERV 10 (18X24X2) |  |  |  | 1 |  | 0 | 0 | August | 2026
B0163-AHU-1-Q | 001 | 000090007065 | 2026-08-26 | 1501001122 | FILTER, 16 X 25 X 2, PLEATED MDL 40 HI-CAP MERV 10 (16X25X2) | 1501001122 - FILTER, 16 X 25 X 2, PLEATED MDL 40 HI-CAP MERV 10 (16X25X2) |  |  |  | 1 |  | 0 | 0 | August | 2026
B0163-AHU-2-Q | 001 | 000090007066 | 2026-08-26 | 1501001122 | FILTER, 16 X 25 X 2, PLEATED MDL 40 HI-CAP MERV 10 (16X25X2) | 1501001122 - FILTER, 16 X 25 X 2, PLEATED MDL 40 HI-CAP MERV 10 (16X25X2) |  |  |  | 1 |  | 0 | 0 | August | 2026
FCU-Q-1-Z2 | 001 | 000090003466 | 2026-08-26 | 1501001133 | FILTER, 20 X 20 X 1, PLEATED MDL 40 STANDARD MERV 10 (20X20X1) | 1501001133 - FILTER, 20 X 20 X 1, PLEATED MDL 40 STANDARD MERV 10 (20X20X1) |  |  |  | 1 |  | 0 | 0 | August | 2026
B0101-AHU-Q | 001 | 010100000001 | 2026-09-01 00:17 | 1501001103 | FILTER, 17.25 X 34 X 2, PLEATED MDL 40 HI-CAP MERV 10 (17 1/4 X 34 X 2, 17 1/4X34X2) | 1501001103 - FILTER, 17.25 X 34 X 2, PLEATED MDL 40 HI-CAP MERV 10 (17 1/4 X 34 X 2, 17 1/4X34X2) |  |  |  | 4 |  | 0 | 0 | September | 2026
B0101-AHU-Q | 001 | 010100000002 | 2026-09-01 00:17 | 1501001113 | FILTER, 18 X 20 X 1 PLEATED MDL 40 HI-CAP MERV 10 (18X20X1) | 1501001113 - FILTER, 18 X 20 X 1 PLEATED MDL 40 HI-CAP MERV 10 (18X20X1) |  |  |  | 4 |  | 4.4699 | 17.8796 | September | 2026
B0101-AHU-Q | 001 | 010100000001 | 2026-09-01 00:17 | 1501001481 | FILTER, 15 X 30 X 2, PLEATED MDL 40 HI-CAP MERV 10 (15X30X2) | 1501001481 - FILTER, 15 X 30 X 2, PLEATED MDL 40 HI-CAP MERV 10 (15X30X2) |  |  |  | 4 |  | 0 | 0 | September | 2026
B0101-AHU-Q | 001 | 010100000002 | 2026-09-01 00:17 | 1501001143 | FILTER, 14 X 20 X 1, PLEATED MDL 40 HI-CAP MERV 10 (14X20X1) | 1501001143 - FILTER, 14 X 20 X 1, PLEATED MDL 40 HI-CAP MERV 10 (14X20X1) |  |  |  | 31 |  | 0 | 0 | September | 2026
B0101-AHU-Q | 001 | 010100000001 | 2026-09-01 00:17 | 1501001133 | FILTER, 20 X 20 X 1, PLEATED MDL 40 STANDARD MERV 10 (20X20X1) | 1501001133 - FILTER, 20 X 20 X 1, PLEATED MDL 40 STANDARD MERV 10 (20X20X1) |  |  |  | 4 |  | 0 | 0 | September | 2026
B0101-AHU-Q | 001 | 010100000001 | 2026-09-01 00:17 | 1501001143 | FILTER, 14 X 20 X 1, PLEATED MDL 40 HI-CAP MERV 10 (14X20X1) | 1501001143 - FILTER, 14 X 20 X 1, PLEATED MDL 40 HI-CAP MERV 10 (14X20X1) |  |  |  | 25 |  | 0 | 0 | September | 2026
B0101-AHU-Q | 001 | 010100000001 | 2026-09-01 00:17 | 1501001550 | FILTER, 18 X 25 X 1, (18X25X1), PLEATED MDL 40 HI-CAP MERV 10 | 1501001550 - FILTER, 18 X 25 X 1, (18X25X1), PLEATED MDL 40 HI-CAP MERV 10 |  |  |  | 4 |  | 0 | 0 | September | 2026
B0101-AHU-Q | 001 | 010100000003 | 2026-09-01 00:17 | 1501001143 | FILTER, 14 X 20 X 1, PLEATED MDL 40 HI-CAP MERV 10 (14X20X1) | 1501001143 - FILTER, 14 X 20 X 1, PLEATED MDL 40 HI-CAP MERV 10 (14X20X1) |  |  |  | 29 |  | 0 | 0 | September | 2026
B0101-AHU-Q | 001 | 010100000003 | 2026-09-01 00:17 | 1501001550 | FILTER, 18 X 25 X 1, (18X25X1), PLEATED MDL 40 HI-CAP MERV 10 | 1501001550 - FILTER, 18 X 25 X 1, (18X25X1), PLEATED MDL 40 HI-CAP MERV 10 |  |  |  | 3 |  | 0 | 0 | September | 2026
B8152 HVAC SFLT | 001 | 000006094675 | 2026-09-01 00:23 | 1501001133 | FILTER, 20 X 20 X 1, PLEATED MDL 40 STANDARD MERV 10 (20X20X1) | 1501001133 - FILTER, 20 X 20 X 1, PLEATED MDL 40 STANDARD MERV 10 (20X20X1) |  |  |  | 1 |  | 0 | 0 | September | 2026
B8152 HVAC SFLT | 001 | 000006094676 | 2026-09-01 00:23 | 1501001133 | FILTER, 20 X 20 X 1, PLEATED MDL 40 STANDARD MERV 10 (20X20X1) | 1501001133 - FILTER, 20 X 20 X 1, PLEATED MDL 40 STANDARD MERV 10 (20X20X1) |  |  |  | 1 |  | 0 | 0 | September | 2026
B8152 HVAC SFLT | 001 | 000006094677 | 2026-09-01 00:23 | 1501001133 | FILTER, 20 X 20 X 1, PLEATED MDL 40 STANDARD MERV 10 (20X20X1) | 1501001133 - FILTER, 20 X 20 X 1, PLEATED MDL 40 STANDARD MERV 10 (20X20X1) |  |  |  | 1 |  | 0 | 0 | September | 2026
B8152 HVAC SFLT | 001 | 000006094678 | 2026-09-01 00:23 | 1501001133 | FILTER, 20 X 20 X 1, PLEATED MDL 40 STANDARD MERV 10 (20X20X1) | 1501001133 - FILTER, 20 X 20 X 1, PLEATED MDL 40 STANDARD MERV 10 (20X20X1) |  |  |  | 1 |  | 0 | 0 | September | 2026
B8152 HVAC SFLT | 001 | 000006094679 | 2026-09-01 00:23 | 1501001133 | FILTER, 20 X 20 X 1, PLEATED MDL 40 STANDARD MERV 10 (20X20X1) | 1501001133 - FILTER, 20 X 20 X 1, PLEATED MDL 40 STANDARD MERV 10 (20X20X1) |  |  |  | 1 |  | 0 | 0 | September | 2026
B8152 HVAC SFLT | 001 | 000006094680 | 2026-09-01 00:23 | 1501001133 | FILTER, 20 X 20 X 1, PLEATED MDL 40 STANDARD MERV 10 (20X20X1) | 1501001133 - FILTER, 20 X 20 X 1, PLEATED MDL 40 STANDARD MERV 10 (20X20X1) |  |  |  | 1 |  | 0 | 0 | September | 2026
B8152 HVAC SFLT | 001 | 000006094681 | 2026-09-01 00:23 | 1501001133 | FILTER, 20 X 20 X 1, PLEATED MDL 40 STANDARD MERV 10 (20X20X1) | 1501001133 - FILTER, 20 X 20 X 1, PLEATED MDL 40 STANDARD MERV 10 (20X20X1) |  |  |  | 1 |  | 0 | 0 | September | 2026
B8152 HVAC SFLT | 001 | 000006094682 | 2026-09-01 00:24 | 1501001133 | FILTER, 20 X 20 X 1, PLEATED MDL 40 STANDARD MERV 10 (20X20X1) | 1501001133 - FILTER, 20 X 20 X 1, PLEATED MDL 40 STANDARD MERV 10 (20X20X1) |  |  |  | 1 |  | 0 | 0 | September | 2026
B8152 HVAC SFLT | 001 | 000006094683 | 2026-09-01 00:24 | 1501001133 | FILTER, 20 X 20 X 1, PLEATED MDL 40 STANDARD MERV 10 (20X20X1) | 1501001133 - FILTER, 20 X 20 X 1, PLEATED MDL 40 STANDARD MERV 10 (20X20X1) |  |  |  | 1 |  | 0 | 0 | September | 2026
B8152 HVAC SFLT | 001 | 000006094684 | 2026-09-01 00:24 | 1501001133 | FILTER, 20 X 20 X 1, PLEATED MDL 40 STANDARD MERV 10 (20X20X1) | 1501001133 - FILTER, 20 X 20 X 1, PLEATED MDL 40 STANDARD MERV 10 (20X20X1) |  |  |  | 2 |  | 0 | 0 | September | 2026
B8152 HVAC SFLT | 001 | 000006094685 | 2026-09-01 00:24 | 1501001133 | FILTER, 20 X 20 X 1, PLEATED MDL 40 STANDARD MERV 10 (20X20X1) | 1501001133 - FILTER, 20 X 20 X 1, PLEATED MDL 40 STANDARD MERV 10 (20X20X1) |  |  |  | 2 |  | 0 | 0 | September | 2026
B8152 HVAC SFLT | 001 | 000006094686 | 2026-09-01 00:24 | 1501001133 | FILTER, 20 X 20 X 1, PLEATED MDL 40 STANDARD MERV 10 (20X20X1) | 1501001133 - FILTER, 20 X 20 X 1, PLEATED MDL 40 STANDARD MERV 10 (20X20X1) |  |  |  | 1 |  | 0 | 0 | September | 2026
B8152 HVAC SFLT | 001 | 000006094672 | 2026-09-01 00:24 | 1501001133 | FILTER, 20 X 20 X 1, PLEATED MDL 40 STANDARD MERV 10 (20X20X1) | 1501001133 - FILTER, 20 X 20 X 1, PLEATED MDL 40 STANDARD MERV 10 (20X20X1) |  |  |  | 1 |  | 0 | 0 | September | 2026
B8152 HVAC SFLT | 001 | 000006094673 | 2026-09-01 00:24 | 1501001133 | FILTER, 20 X 20 X 1, PLEATED MDL 40 STANDARD MERV 10 (20X20X1) | 1501001133 - FILTER, 20 X 20 X 1, PLEATED MDL 40 STANDARD MERV 10 (20X20X1) |  |  |  | 1 |  | 0 | 0 | September | 2026
B8152 HVAC SFLT | 001 | 000006094674 | 2026-09-01 00:24 | 1501001133 | FILTER, 20 X 20 X 1, PLEATED MDL 40 STANDARD MERV 10 (20X20X1) | 1501001133 - FILTER, 20 X 20 X 1, PLEATED MDL 40 STANDARD MERV 10 (20X20X1) |  |  |  | 1 |  | 0 | 0 | September | 2026
B8152 HVAC SFLT | 001 | 8152-H-CRU-1 | 2026-09-01 00:24 | 1501001133 | FILTER, 20 X 20 X 1, PLEATED MDL 40 STANDARD MERV 10 (20X20X1) | 1501001133 - FILTER, 20 X 20 X 1, PLEATED MDL 40 STANDARD MERV 10 (20X20X1) |  |  |  | 1 |  | 0 | 0 | September | 2026
B8152 HVAC SFLT | 001 | 8152-H-CRU-2 | 2026-09-01 00:24 | 1501001133 | FILTER, 20 X 20 X 1, PLEATED MDL 40 STANDARD MERV 10 (20X20X1) | 1501001133 - FILTER, 20 X 20 X 1, PLEATED MDL 40 STANDARD MERV 10 (20X20X1) |  |  |  | 1 |  | 0 | 0 | September | 2026
B8152 HVAC SFLT | 001 | 8152-H-CRU-3 | 2026-09-01 00:24 | 1501001133 | FILTER, 20 X 20 X 1, PLEATED MDL 40 STANDARD MERV 10 (20X20X1) | 1501001133 - FILTER, 20 X 20 X 1, PLEATED MDL 40 STANDARD MERV 10 (20X20X1) |  |  |  | 1 |  | 0 | 0 | September | 2026
AHU MT8 1HR | 001 | 010500000001 | 2026-09-02 | 1501001112 | FILTER, 18 X 24 X 1, PLEATED MDL 40 HI-CAP MERV 10 (18X24X1, 24X18X1, 24 X 18 X 1) | 1501001112 - FILTER, 18 X 24 X 1, PLEATED MDL 40 HI-CAP MERV 10 (18X24X1, 24X18X1, 24 X 18 X 1) |  |  |  | 2 |  | 0 | 0 | September | 2026
AHU MT8 1HR | 001 | 010500000002 | 2026-09-02 | 1501001112 | FILTER, 18 X 24 X 1, PLEATED MDL 40 HI-CAP MERV 10 (18X24X1, 24X18X1, 24 X 18 X 1) | 1501001112 - FILTER, 18 X 24 X 1, PLEATED MDL 40 HI-CAP MERV 10 (18X24X1, 24X18X1, 24 X 18 X 1) |  |  |  | 2 |  | 0 | 0 | September | 2026
AHU MT8 1HR | 001 | 010700000001 | 2026-09-02 | 1501001112 | FILTER, 18 X 24 X 1, PLEATED MDL 40 HI-CAP MERV 10 (18X24X1, 24X18X1, 24 X 18 X 1) | 1501001112 - FILTER, 18 X 24 X 1, PLEATED MDL 40 HI-CAP MERV 10 (18X24X1, 24X18X1, 24 X 18 X 1) |  |  |  | 2 |  | 0 | 0 | September | 2026
AHU MT8 1HR | 001 | 010700000002 | 2026-09-02 | 1501001112 | FILTER, 18 X 24 X 1, PLEATED MDL 40 HI-CAP MERV 10 (18X24X1, 24X18X1, 24 X 18 X 1) | 1501001112 - FILTER, 18 X 24 X 1, PLEATED MDL 40 HI-CAP MERV 10 (18X24X1, 24X18X1, 24 X 18 X 1) |  |  |  | 2 |  | 0 | 0 | September | 2026
B0085 FCU BM | 001 | 000000073088 | 2026-09-02 | 1501001119 | FILTER, 24 X 24 X 2, PLEATED MDL 40 HI-CAP MERV 10 (24X24X2) | 1501001119 - FILTER, 24 X 24 X 2, PLEATED MDL 40 HI-CAP MERV 10 (24X24X2) |  |  |  | 3 |  | 0 | 0 | September | 2026
B0085 FCU BM | 001 | 000000073088 | 2026-09-02 | 1501001125 | FILTER, 12 X 24 X 2, PLEATED MDL 40 HI-CAP MERV 10 (12X24X2) | 1501001125 - FILTER, 12 X 24 X 2, PLEATED MDL 40 HI-CAP MERV 10 (12X24X2) |  |  |  | 3 |  | 0 | 0 | September | 2026
B8126 CRU-4 Q | 001 | 000000314031 | 2026-09-02 | 1501001911 | FILTER, 16 X 25 X 4, PLEATED MDL 40 HI-CAP MERV 10 (16X25X4) | 1501001911 - FILTER, 16 X 25 X 4, PLEATED MDL 40 HI-CAP MERV 10 (16X25X4) |  |  |  | 7 |  | 0 | 0 | September | 2026
B0078-EF1-BT-SA | 001 | 000000044005 | 2026-09-02 00:15 | 1501001340 | BELT, AX-18, AX18 (COG TYPE) | 1501001340 - BELT, AX-18, AX18 (COG TYPE) |  |  |  | 1 |  | 0 | 0 | September | 2026
B8130 AHU Q-11 | 001 | 000090003434 | 2026-09-02 00:23 | 1501001275 | FILTER, 16.5 X 21.5 X 1, PLEATED MDL 40 STANDARD MERV 10 (16 1/2 X 21 1/2 X 1, 16 1/2X21 1/2X1) | 1501001275 - FILTER, 16.5 X 21.5 X 1, PLEATED MDL 40 STANDARD MERV 10 (16 1/2 X 21 1/2 X 1, 16 1/2X21 1/2X1) |  |  |  | 1 |  | 0 | 0 | September | 2026
AHU-Q-1-STRNZ8 | 001 | 010100000002 | 2026-09-03 | 1501001113 | FILTER, 18 X 20 X 1 PLEATED MDL 40 HI-CAP MERV 10 (18X20X1) | 1501001113 - FILTER, 18 X 20 X 1 PLEATED MDL 40 HI-CAP MERV 10 (18X20X1) |  |  |  | 4 |  | 4.4699 | 17.8796 | September | 2026
AHU-Q-1-STRNZ8 | 001 | 010100000001 | 2026-09-03 | 1501001103 | FILTER, 17.25 X 34 X 2, PLEATED MDL 40 HI-CAP MERV 10 (17 1/4 X 34 X 2, 17 1/4X34X2) | 1501001103 - FILTER, 17.25 X 34 X 2, PLEATED MDL 40 HI-CAP MERV 10 (17 1/4 X 34 X 2, 17 1/4X34X2) |  |  |  | 4 |  | 0 | 0 | September | 2026
AHU-Q-1-STRNZ8 | 001 | 010100000002 | 2026-09-03 | 1501001143 | FILTER, 14 X 20 X 1, PLEATED MDL 40 HI-CAP MERV 10 (14X20X1) | 1501001143 - FILTER, 14 X 20 X 1, PLEATED MDL 40 HI-CAP MERV 10 (14X20X1) |  |  |  | 31 |  | 0 | 0 | September | 2026
AHU-Q-1-STRNZ8 | 001 | 010100000003 | 2026-09-03 | 1501001143 | FILTER, 14 X 20 X 1, PLEATED MDL 40 HI-CAP MERV 10 (14X20X1) | 1501001143 - FILTER, 14 X 20 X 1, PLEATED MDL 40 HI-CAP MERV 10 (14X20X1) |  |  |  | 29 |  | 0 | 0 | September | 2026
AHU-Q-1-STRNZ8 | 001 | 010200000001 | 2026-09-03 | 1501001143 | FILTER, 14 X 20 X 1, PLEATED MDL 40 HI-CAP MERV 10 (14X20X1) | 1501001143 - FILTER, 14 X 20 X 1, PLEATED MDL 40 HI-CAP MERV 10 (14X20X1) |  |  |  | 20 |  | 0 | 0 | September | 2026
AHU-Q-1-STRNZ8 | 001 | 010100000001 | 2026-09-03 | 1501001481 | FILTER, 15 X 30 X 2, PLEATED MDL 40 HI-CAP MERV 10 (15X30X2) | 1501001481 - FILTER, 15 X 30 X 2, PLEATED MDL 40 HI-CAP MERV 10 (15X30X2) |  |  |  | 4 |  | 0 | 0 | September | 2026
AHU-Q-1-STRNZ8 | 001 | 010100000003 | 2026-09-03 | 1501001550 | FILTER, 18 X 25 X 1, (18X25X1), PLEATED MDL 40 HI-CAP MERV 10 | 1501001550 - FILTER, 18 X 25 X 1, (18X25X1), PLEATED MDL 40 HI-CAP MERV 10 |  |  |  | 3 |  | 0 | 0 | September | 2026
AHU-Q-1-STRNZ8 | 001 | 010100000001 | 2026-09-03 | 1501001133 | FILTER, 20 X 20 X 1, PLEATED MDL 40 STANDARD MERV 10 (20X20X1) | 1501001133 - FILTER, 20 X 20 X 1, PLEATED MDL 40 STANDARD MERV 10 (20X20X1) |  |  |  | 4 |  | 0 | 0 | September | 2026
AHU-Q-1-STRNZ8 | 001 | 010100000001 | 2026-09-03 | 1501001143 | FILTER, 14 X 20 X 1, PLEATED MDL 40 HI-CAP MERV 10 (14X20X1) | 1501001143 - FILTER, 14 X 20 X 1, PLEATED MDL 40 HI-CAP MERV 10 (14X20X1) |  |  |  | 25 |  | 0 | 0 | September | 2026
AHU-Q-1-STRNZ8 | 001 | 010200000001 | 2026-09-03 | 1501001550 | FILTER, 18 X 25 X 1, (18X25X1), PLEATED MDL 40 HI-CAP MERV 10 | 1501001550 - FILTER, 18 X 25 X 1, (18X25X1), PLEATED MDL 40 HI-CAP MERV 10 |  |  |  | 4 |  | 0 | 0 | September | 2026
AHU-Q-1-STRNZ8 | 001 | 010100000001 | 2026-09-03 | 1501001550 | FILTER, 18 X 25 X 1, (18X25X1), PLEATED MDL 40 HI-CAP MERV 10 | 1501001550 - FILTER, 18 X 25 X 1, (18X25X1), PLEATED MDL 40 HI-CAP MERV 10 |  |  |  | 4 |  | 0 | 0 | September | 2026
AHU-Q-1-STRNZ8 | 001 | 010200000001 | 2026-09-03 | 1501001147 | FILTER, 18 X 24 X 2, PLEATED MDL 40 HI-CAP MERV 10 (18X24X2) | 1501001147 - FILTER, 18 X 24 X 2, PLEATED MDL 40 HI-CAP MERV 10 (18X24X2) |  |  |  | 16 |  | 0 | 0 | September | 2026
AHU-Q-1-STRNZ8 | 001 | 010200000001 | 2026-09-03 | 1501001094 | FILTER, 20 X 24 X 2, PLEATED MDL 40 HI-CAP MERV 10 (20X24X2, 24X20X2, 24 X 20 X 2)) | 1501001094 - FILTER, 20 X 24 X 2, PLEATED MDL 40 HI-CAP MERV 10 (20X24X2, 24X20X2, 24 X 20 X 2)) |  |  |  | 4 |  | 0 | 0 | September | 2026
0002 BELT EF SA | 001 | 000000000403 | 2026-09-03 00:05 | 1501001383 | BELT, #AX-48, AX48 (COG TYPE) | 1501001383 - BELT, #AX-48, AX48 (COG TYPE) |  |  |  | 1 |  | 7.5849 | 7.5849 | September | 2026
0138-FCU-4M-SR | 001 | 000090010178 | 2026-09-03 00:07 | 1501001123 | FILTER, 16 X 20 X 2, PLEATED MDL 40 HI-CAP MERV 10 (16X20X2) | 1501001123 - FILTER, 16 X 20 X 2, PLEATED MDL 40 HI-CAP MERV 10 (16X20X2) |  |  |  | 4 |  | 0 | 0 | September | 2026
0138-FCU-4M-SR | 001 | 000090010179 | 2026-09-03 00:07 | 1501001910 | FILTER, 20 X 25 X 2, PLEATED MDL 40 HI-CAP MERV 10 (20X25X2) | 1501001910 - FILTER, 20 X 25 X 2, PLEATED MDL 40 HI-CAP MERV 10 (20X25X2) |  |  |  | 2 |  | 0 | 0 | September | 2026
0138-FCU-4M-SR | 001 | 000090010180 | 2026-09-03 00:07 | 1501001123 | FILTER, 16 X 20 X 2, PLEATED MDL 40 HI-CAP MERV 10 (16X20X2) | 1501001123 - FILTER, 16 X 20 X 2, PLEATED MDL 40 HI-CAP MERV 10 (16X20X2) |  |  |  | 4 |  | 0 | 0 | September | 2026
0138-FCU-4M-SR | 001 | 000090010181 | 2026-09-03 00:07 | 1501001123 | FILTER, 16 X 20 X 2, PLEATED MDL 40 HI-CAP MERV 10 (16X20X2) | 1501001123 - FILTER, 16 X 20 X 2, PLEATED MDL 40 HI-CAP MERV 10 (16X20X2) |  |  |  | 4 |  | 0 | 0 | September | 2026
FCU-4M-SERV T3 | 001 | 000000069135 | 2026-09-04 | 1501001115 | FILTER, 7 X 28 X 1 PLEATED MDL 40 HI-CAP MERV 10 (7X28X1) | 1501001115 - FILTER, 7 X 28 X 1 PLEATED MDL 40 HI-CAP MERV 10 (7X28X1) |  |  |  | 2 |  | 4.62 | 9.24 | September | 2026
FCU-4M-SERV T3 | 001 | 000000069046 | 2026-09-04 | 1501001114 | FILTER, 7 X 20 X 1, PLEATED MDL 40 HI-CAP MERV 10 (7X20X1) | 1501001114 - FILTER, 7 X 20 X 1, PLEATED MDL 40 HI-CAP MERV 10 (7X20X1) |  |  |  | 2 |  | 5.944 | 11.888 | September | 2026
B0150 ACU1 Q | 001 | 000007091898 | 2026-09-04 00:05 | 1501001158 | FILTER, 20 X 30 X 2, PLEATED MDL 40 HI-CAP MERV 10 (20X30X2) | 1501001158 - FILTER, 20 X 30 X 2, PLEATED MDL 40 HI-CAP MERV 10 (20X30X2) |  |  |  | 1 |  | 6.8936 | 6.8936 | September | 2026
B0150 ACU3 Q | 001 | 000007091901 | 2026-09-04 00:05 | 1501002001 | FILTER, 21.375X31.5X2.0, MERV 11 (21 3/8 X 31 1/2 X 2) | 1501002001 - FILTER, 21.375X31.5X2.0, MERV 11 (21 3/8 X 31 1/2 X 2) |  |  |  | 2 |  | 13.51 | 27.02 | September | 2026
B0138 FLT Q | 001 | 013801040000 | 2026-09-04 00:19 | 1501001133 | FILTER, 20 X 20 X 1, PLEATED MDL 40 STANDARD MERV 10 (20X20X1) | 1501001133 - FILTER, 20 X 20 X 1, PLEATED MDL 40 STANDARD MERV 10 (20X20X1) |  |  |  | 4 |  | 0 | 0 | September | 2026
EF S-1 SU B RF | 001 | 000090002685 | 2026-09-08 | 1501001281 | BELT, #3L210 | 1501001281 - BELT, #3L210 |  |  |  | 1 |  | 1.3448 | 1.3448 | September | 2026
EF S-1 SU B RF | 001 | 000090002686 | 2026-09-08 | 1501001342 | BELT, #AX-26, AX26 (COG TYPE) | 1501001342 - BELT, #AX-26, AX26 (COG TYPE) |  |  |  | 1 |  | 5.4945 | 5.4945 | September | 2026
EF S-1 SU B RF | 001 | 000090002687 | 2026-09-08 | 1501001280 | BELT, #3L190 | 1501001280 - BELT, #3L190 |  |  |  | 1 |  | 6.095 | 6.095 | September | 2026
B0040 AHU1-1 Q | 001 | 000006094396 | 2026-09-08 00:12 | 1501001119 | FILTER, 24 X 24 X 2, PLEATED MDL 40 HI-CAP MERV 10 (24X24X2) | 1501001119 - FILTER, 24 X 24 X 2, PLEATED MDL 40 HI-CAP MERV 10 (24X24X2) |  |  |  | 3 |  | 0 | 0 | September | 2026
B0040 AHU1-1 Q | 001 | 000006094396 | 2026-09-08 00:12 | 1501001125 | FILTER, 12 X 24 X 2, PLEATED MDL 40 HI-CAP MERV 10 (12X24X2) | 1501001125 - FILTER, 12 X 24 X 2, PLEATED MDL 40 HI-CAP MERV 10 (12X24X2) |  |  |  | 3 |  | 0 | 0 | September | 2026
B0040 AHU2-1 Q | 001 | 000006094398 | 2026-09-08 00:12 | 1501001125 | FILTER, 12 X 24 X 2, PLEATED MDL 40 HI-CAP MERV 10 (12X24X2) | 1501001125 - FILTER, 12 X 24 X 2, PLEATED MDL 40 HI-CAP MERV 10 (12X24X2) |  |  |  | 3 |  | 0 | 0 | September | 2026
B0040 AHU2-1 Q | 001 | 000006094398 | 2026-09-08 00:12 | 1501001119 | FILTER, 24 X 24 X 2, PLEATED MDL 40 HI-CAP MERV 10 (24X24X2) | 1501001119 - FILTER, 24 X 24 X 2, PLEATED MDL 40 HI-CAP MERV 10 (24X24X2) |  |  |  | 3 |  | 0 | 0 | September | 2026
B0040 AHU3-1 Q | 001 | 000006094399 | 2026-09-08 00:12 | 1501001119 | FILTER, 24 X 24 X 2, PLEATED MDL 40 HI-CAP MERV 10 (24X24X2) | 1501001119 - FILTER, 24 X 24 X 2, PLEATED MDL 40 HI-CAP MERV 10 (24X24X2) |  |  |  | 3 |  | 0 | 0 | September | 2026
B0040 AHU3-1 Q | 001 | 000006094399 | 2026-09-08 00:12 | 1501001125 | FILTER, 12 X 24 X 2, PLEATED MDL 40 HI-CAP MERV 10 (12X24X2) | 1501001125 - FILTER, 12 X 24 X 2, PLEATED MDL 40 HI-CAP MERV 10 (12X24X2) |  |  |  | 3 |  | 0 | 0 | September | 2026
B8129 AHU Q-2 | 001 | 000090002992 | 2026-09-08 00:23 | 1501001881 | FILTER, 22 X 24 X 1, PLEATED MDL 40 HI-CAP MERV 10 (22X24X1) | 1501001881 - FILTER, 22 X 24 X 1, PLEATED MDL 40 HI-CAP MERV 10 (22X24X1) |  |  |  | 1 |  | 0 | 0 | September | 2026
B8129 AHU Q-3 | 001 | 000090002991 | 2026-09-08 00:23 | 1501001275 | FILTER, 16.5 X 21.5 X 1, PLEATED MDL 40 STANDARD MERV 10 (16 1/2 X 21 1/2 X 1, 16 1/2X21 1/2X1) | 1501001275 - FILTER, 16.5 X 21.5 X 1, PLEATED MDL 40 STANDARD MERV 10 (16 1/2 X 21 1/2 X 1, 16 1/2X21 1/2X1) |  |  |  | 1 |  | 0 | 0 | September | 2026
B8129 AHU Q-4 | 001 | 000090002993 | 2026-09-08 00:23 | 1501002214 | FILTER, 21.5 X 23.5 X 1, PLEATED MDL 40 HI-CAP MERV 10 (21.5X23.5X1, 21 1/2 X 23 1/2 X 1, 21 1/2X23 1/2X1) | 1501002214 - FILTER, 21.5 X 23.5 X 1, PLEATED MDL 40 HI-CAP MERV 10 (21.5X23.5X1, 21 1/2 X 23 1/2 X 1, 21 1/2X23 1/2X1) |  |  |  | 1 |  | 4.45 | 4.45 | September | 2026
B8129 AHU Q-7 | 001 | 000090002994 | 2026-09-08 00:23 | 1501001927 | FILTER, **SPECIAL USE FILTER - BENNETT BUILDING** 19-7/8 X 21-1/2 X 7/8, PLEATED MDL 40 HI-CAP MERV 10 (19-7/8X21-1/2X7/8) | 1501001927 - FILTER, **SPECIAL USE FILTER - BENNETT BUILDING** 19-7/8 X 21-1/2 X 7/8, PLEATED MDL 40 HI-CAP MERV 10 (19-7/8X21-1/2X7/8) |  |  |  | 1 |  | 10.78 | 10.78 | September | 2026
AHU MT9 1HR | 001 | 006500000001 | 2026-09-09 | 1501001133 | FILTER, 20 X 20 X 1, PLEATED MDL 40 STANDARD MERV 10 (20X20X1) | 1501001133 - FILTER, 20 X 20 X 1, PLEATED MDL 40 STANDARD MERV 10 (20X20X1) |  |  |  | 3 |  | 0 | 0 | September | 2026
AHU MT9 1HR | 001 | 006500000001 | 2026-09-09 | 1501001113 | FILTER, 18 X 20 X 1 PLEATED MDL 40 HI-CAP MERV 10 (18X20X1) | 1501001113 - FILTER, 18 X 20 X 1 PLEATED MDL 40 HI-CAP MERV 10 (18X20X1) |  |  |  | 2 |  | 4.4699 | 8.9398 | September | 2026
AHU-Q-1-HSNGZ8 | 001 | 010400000001 | 2026-09-09 | 1501001112 | FILTER, 18 X 24 X 1, PLEATED MDL 40 HI-CAP MERV 10 (18X24X1, 24X18X1, 24 X 18 X 1) | 1501001112 - FILTER, 18 X 24 X 1, PLEATED MDL 40 HI-CAP MERV 10 (18X24X1, 24X18X1, 24 X 18 X 1) |  |  |  | 13 |  | 0 | 0 | September | 2026
AHU-Q-1-HSNGZ8 | 001 | 010400000002 | 2026-09-09 | 1501001112 | FILTER, 18 X 24 X 1, PLEATED MDL 40 HI-CAP MERV 10 (18X24X1, 24X18X1, 24 X 18 X 1) | 1501001112 - FILTER, 18 X 24 X 1, PLEATED MDL 40 HI-CAP MERV 10 (18X24X1, 24X18X1, 24 X 18 X 1) |  |  |  | 13 |  | 0 | 0 | September | 2026
AHU-Q-1-HSNGZ8 | 001 | 010400000003 | 2026-09-09 | 1501001112 | FILTER, 18 X 24 X 1, PLEATED MDL 40 HI-CAP MERV 10 (18X24X1, 24X18X1, 24 X 18 X 1) | 1501001112 - FILTER, 18 X 24 X 1, PLEATED MDL 40 HI-CAP MERV 10 (18X24X1, 24X18X1, 24 X 18 X 1) |  |  |  | 13 |  | 0 | 0 | September | 2026
AHU-Q-1-HSNGZ8 | 001 | 010400000004 | 2026-09-09 | 1501001112 | FILTER, 18 X 24 X 1, PLEATED MDL 40 HI-CAP MERV 10 (18X24X1, 24X18X1, 24 X 18 X 1) | 1501001112 - FILTER, 18 X 24 X 1, PLEATED MDL 40 HI-CAP MERV 10 (18X24X1, 24X18X1, 24 X 18 X 1) |  |  |  | 7 |  | 0 | 0 | September | 2026
AHU-Q-1-STRNZ8 | 001 | 010200000002 | 2026-09-09 | 1501001143 | FILTER, 14 X 20 X 1, PLEATED MDL 40 HI-CAP MERV 10 (14X20X1) | 1501001143 - FILTER, 14 X 20 X 1, PLEATED MDL 40 HI-CAP MERV 10 (14X20X1) |  |  |  | 27 |  | 0 | 0 | September | 2026
AHU-Q-1-STRNZ8 | 001 | 010200000003 | 2026-09-09 | 1501001143 | FILTER, 14 X 20 X 1, PLEATED MDL 40 HI-CAP MERV 10 (14X20X1) | 1501001143 - FILTER, 14 X 20 X 1, PLEATED MDL 40 HI-CAP MERV 10 (14X20X1) |  |  |  | 29 |  | 0 | 0 | September | 2026
AHU-Q-1-STRNZ8 | 001 | 010300000001 | 2026-09-09 | 1501001103 | FILTER, 17.25 X 34 X 2, PLEATED MDL 40 HI-CAP MERV 10 (17 1/4 X 34 X 2, 17 1/4X34X2) | 1501001103 - FILTER, 17.25 X 34 X 2, PLEATED MDL 40 HI-CAP MERV 10 (17 1/4 X 34 X 2, 17 1/4X34X2) |  |  |  | 4 |  | 0 | 0 | September | 2026
AHU-Q-1-STRNZ8 | 001 | 010300000002 | 2026-09-09 | 1501001143 | FILTER, 14 X 20 X 1, PLEATED MDL 40 HI-CAP MERV 10 (14X20X1) | 1501001143 - FILTER, 14 X 20 X 1, PLEATED MDL 40 HI-CAP MERV 10 (14X20X1) |  |  |  | 33 |  | 0 | 0 | September | 2026
AHU-Q-1-STRNZ8 | 001 | 010200000003 | 2026-09-09 | 1501001550 | FILTER, 18 X 25 X 1, (18X25X1), PLEATED MDL 40 HI-CAP MERV 10 | 1501001550 - FILTER, 18 X 25 X 1, (18X25X1), PLEATED MDL 40 HI-CAP MERV 10 |  |  |  | 4 |  | 0 | 0 | September | 2026
AHU-Q-1-STRNZ8 | 001 | 010300000001 | 2026-09-09 | 1501001113 | FILTER, 18 X 20 X 1 PLEATED MDL 40 HI-CAP MERV 10 (18X20X1) | 1501001113 - FILTER, 18 X 20 X 1 PLEATED MDL 40 HI-CAP MERV 10 (18X20X1) |  |  |  | 4 |  | 4.4699 | 17.8796 | September | 2026
AHU-Q-1-STRNZ8 | 001 | 010200000002 | 2026-09-09 | 1501001550 | FILTER, 18 X 25 X 1, (18X25X1), PLEATED MDL 40 HI-CAP MERV 10 | 1501001550 - FILTER, 18 X 25 X 1, (18X25X1), PLEATED MDL 40 HI-CAP MERV 10 |  |  |  | 4 |  | 0 | 0 | September | 2026
AHU-Q-1-STRNZ8 | 001 | 010300000001 | 2026-09-09 | 1501001143 | FILTER, 14 X 20 X 1, PLEATED MDL 40 HI-CAP MERV 10 (14X20X1) | 1501001143 - FILTER, 14 X 20 X 1, PLEATED MDL 40 HI-CAP MERV 10 (14X20X1) |  |  |  | 29 |  | 0 | 0 | September | 2026
AHU-Q-1-STRNZ8 | 001 | 010300000002 | 2026-09-09 | 1501001550 | FILTER, 18 X 25 X 1, (18X25X1), PLEATED MDL 40 HI-CAP MERV 10 | 1501001550 - FILTER, 18 X 25 X 1, (18X25X1), PLEATED MDL 40 HI-CAP MERV 10 |  |  |  | 3 |  | 0 | 0 | September | 2026
AHU-Q-1-STRNZ8 | 001 | 010300000001 | 2026-09-09 | 1501001481 | FILTER, 15 X 30 X 2, PLEATED MDL 40 HI-CAP MERV 10 (15X30X2) | 1501001481 - FILTER, 15 X 30 X 2, PLEATED MDL 40 HI-CAP MERV 10 (15X30X2) |  |  |  | 5 |  | 0 | 0 | September | 2026
FCU-Q-1-Z2 | 001 | 000000110023 | 2026-09-09 | 1501001125 | FILTER, 12 X 24 X 2, PLEATED MDL 40 HI-CAP MERV 10 (12X24X2) | 1501001125 - FILTER, 12 X 24 X 2, PLEATED MDL 40 HI-CAP MERV 10 (12X24X2) |  |  |  | 1 |  | 0 | 0 | September | 2026
FCU-Q-1-Z2 | 001 | 000000110037 | 2026-09-09 | 1501001121 | FILTER, 20 X 20 X 2, PLEATED MDL 40 STANDARD MERV 10 (20X20X2) | 1501001121 - FILTER, 20 X 20 X 2, PLEATED MDL 40 STANDARD MERV 10 (20X20X2) |  |  |  | 1 |  | 0 | 0 | September | 2026
FCU-Q-1-Z2 | 001 | 000000110079 | 2026-09-09 | 1501001121 | FILTER, 20 X 20 X 2, PLEATED MDL 40 STANDARD MERV 10 (20X20X2) | 1501001121 - FILTER, 20 X 20 X 2, PLEATED MDL 40 STANDARD MERV 10 (20X20X2) |  |  |  | 2 |  | 0 | 0 | September | 2026
FCU-Q-1-Z2 | 001 | 000000110135 | 2026-09-09 | 1501001190 | FILTER, 12 X 12 X 2, PLEATED MDL 40 HI-CAP MERV 10 (12X12X2) | 1501001190 - FILTER, 12 X 12 X 2, PLEATED MDL 40 HI-CAP MERV 10 (12X12X2) |  |  |  | 2 |  | 3.6574 | 7.3148 | September | 2026
FCU-Q-1-Z2 | 001 | 000000110140 | 2026-09-09 | 1501001125 | FILTER, 12 X 24 X 2, PLEATED MDL 40 HI-CAP MERV 10 (12X24X2) | 1501001125 - FILTER, 12 X 24 X 2, PLEATED MDL 40 HI-CAP MERV 10 (12X24X2) |  |  |  | 1 |  | 0 | 0 | September | 2026
FCU-Q-1-Z2 | 001 | 000000110185 | 2026-09-09 | 1501001127 | FILTER, 16 X 16 X 2, PLEATED MDL 40 HI-CAP MERV 10 (16X16X2) | 1501001127 - FILTER, 16 X 16 X 2, PLEATED MDL 40 HI-CAP MERV 10 (16X16X2) |  |  |  | 2 |  | 5.2706 | 10.5412 | September | 2026
FCU-Q-1-Z2 | 001 | 000000110205 | 2026-09-09 | 1501001125 | FILTER, 12 X 24 X 2, PLEATED MDL 40 HI-CAP MERV 10 (12X24X2) | 1501001125 - FILTER, 12 X 24 X 2, PLEATED MDL 40 HI-CAP MERV 10 (12X24X2) |  |  |  | 1 |  | 0 | 0 | September | 2026
FCU-Q-1-Z2 | 001 | 000000110209 | 2026-09-09 | 1501001125 | FILTER, 12 X 24 X 2, PLEATED MDL 40 HI-CAP MERV 10 (12X24X2) | 1501001125 - FILTER, 12 X 24 X 2, PLEATED MDL 40 HI-CAP MERV 10 (12X24X2) |  |  |  | 1 |  | 0 | 0 | September | 2026
FCU-Q-1-Z2 | 001 | 000000110252 | 2026-09-09 | 1501001133 | FILTER, 20 X 20 X 1, PLEATED MDL 40 STANDARD MERV 10 (20X20X1) | 1501001133 - FILTER, 20 X 20 X 1, PLEATED MDL 40 STANDARD MERV 10 (20X20X1) |  |  |  | 2 |  | 0 | 0 | September | 2026
FCU-Q-1-Z2 | 001 | 000000110255 | 2026-09-09 | 1501001142 | FILTER, 16 X 16 X 1, PLEATED MDL 40 HI-CAP MERV 10 (16X16X1) | 1501001142 - FILTER, 16 X 16 X 1, PLEATED MDL 40 HI-CAP MERV 10 (16X16X1) |  |  |  | 2 |  | 0 | 0 | September | 2026
FCU-Q-1-Z2 | 001 | 000000110298 | 2026-09-09 | 1501001534 | FILTER, 12 X 24 X 1, PLEATED MDL 40 HI-CAP MERV 10 (12X24X1) | 1501001534 - FILTER, 12 X 24 X 1, PLEATED MDL 40 HI-CAP MERV 10 (12X24X1) |  |  |  | 1 |  | 3.0238 | 3.0238 | September | 2026
FCU-Q-1-Z2 | 001 | 000000110306 | 2026-09-09 | 1501001125 | FILTER, 12 X 24 X 2, PLEATED MDL 40 HI-CAP MERV 10 (12X24X2) | 1501001125 - FILTER, 12 X 24 X 2, PLEATED MDL 40 HI-CAP MERV 10 (12X24X2) |  |  |  | 2 |  | 0 | 0 | September | 2026
FCU-Q-1-Z2 | 001 | 000000110380 | 2026-09-09 | 1501001142 | FILTER, 16 X 16 X 1, PLEATED MDL 40 HI-CAP MERV 10 (16X16X1) | 1501001142 - FILTER, 16 X 16 X 1, PLEATED MDL 40 HI-CAP MERV 10 (16X16X1) |  |  |  | 2 |  | 0 | 0 | September | 2026
FCU-Q-1-Z2 | 001 | 000000110411 | 2026-09-09 | 1501001094 | FILTER, 20 X 24 X 2, PLEATED MDL 40 HI-CAP MERV 10 (20X24X2, 24X20X2, 24 X 20 X 2)) | 1501001094 - FILTER, 20 X 24 X 2, PLEATED MDL 40 HI-CAP MERV 10 (20X24X2, 24X20X2, 24 X 20 X 2)) |  |  |  | 2 |  | 0 | 0 | September | 2026
FCU-Q-1-Z2 | 001 | 000000110416 | 2026-09-09 | 1501001094 | FILTER, 20 X 24 X 2, PLEATED MDL 40 HI-CAP MERV 10 (20X24X2, 24X20X2, 24 X 20 X 2)) | 1501001094 - FILTER, 20 X 24 X 2, PLEATED MDL 40 HI-CAP MERV 10 (20X24X2, 24X20X2, 24 X 20 X 2)) |  |  |  | 2 |  | 0 | 0 | September | 2026
FCU-Q-1-Z2 | 001 | 000000110423 | 2026-09-09 | 1501001121 | FILTER, 20 X 20 X 2, PLEATED MDL 40 STANDARD MERV 10 (20X20X2) | 1501001121 - FILTER, 20 X 20 X 2, PLEATED MDL 40 STANDARD MERV 10 (20X20X2) |  |  |  | 2 |  | 0 | 0 | September | 2026
FCU-Q-1-Z2 | 001 | 000000110432 | 2026-09-09 | 1501001121 | FILTER, 20 X 20 X 2, PLEATED MDL 40 STANDARD MERV 10 (20X20X2) | 1501001121 - FILTER, 20 X 20 X 2, PLEATED MDL 40 STANDARD MERV 10 (20X20X2) |  |  |  | 2 |  | 0 | 0 | September | 2026
FCU-Q-1-Z2 | 001 | 000000110437 | 2026-09-09 | 1501001121 | FILTER, 20 X 20 X 2, PLEATED MDL 40 STANDARD MERV 10 (20X20X2) | 1501001121 - FILTER, 20 X 20 X 2, PLEATED MDL 40 STANDARD MERV 10 (20X20X2) |  |  |  | 2 |  | 0 | 0 | September | 2026
FCU-Q-1-Z2 | 001 | 000000110499 | 2026-09-09 | 1501001121 | FILTER, 20 X 20 X 2, PLEATED MDL 40 STANDARD MERV 10 (20X20X2) | 1501001121 - FILTER, 20 X 20 X 2, PLEATED MDL 40 STANDARD MERV 10 (20X20X2) |  |  |  | 1 |  | 0 | 0 | September | 2026
FCU-Q-1-Z2 | 001 | 000000110516 | 2026-09-09 | 1501001142 | FILTER, 16 X 16 X 1, PLEATED MDL 40 HI-CAP MERV 10 (16X16X1) | 1501001142 - FILTER, 16 X 16 X 1, PLEATED MDL 40 HI-CAP MERV 10 (16X16X1) |  |  |  | 2 |  | 0 | 0 | September | 2026
FCU-Q-1-Z2 | 001 | 000000110609 | 2026-09-09 | 1501001553 | FILTER, 16 X 30 X 2, PLEATED MDL 40 HI-CAP MERV 10 (16X30X2) | 1501001553 - FILTER, 16 X 30 X 2, PLEATED MDL 40 HI-CAP MERV 10 (16X30X2) |  |  |  | 1 |  | 11.9448 | 11.9448 | September | 2026
FCU-Q-1-Z2 | 001 | 000000110652 | 2026-09-09 | 1501001910 | FILTER, 20 X 25 X 2, PLEATED MDL 40 HI-CAP MERV 10 (20X25X2) | 1501001910 - FILTER, 20 X 25 X 2, PLEATED MDL 40 HI-CAP MERV 10 (20X25X2) |  |  |  | 1 |  | 0 | 0 | September | 2026
FCU-Q-1-Z2 | 001 | 000000110671 | 2026-09-09 | 1501001553 | FILTER, 16 X 30 X 2, PLEATED MDL 40 HI-CAP MERV 10 (16X30X2) | 1501001553 - FILTER, 16 X 30 X 2, PLEATED MDL 40 HI-CAP MERV 10 (16X30X2) |  |  |  | 1 |  | 11.9448 | 11.9448 | September | 2026
FCU-Q-1-Z2 | 001 | 000000110037 | 2026-09-09 | 1501001910 | FILTER, 20 X 25 X 2, PLEATED MDL 40 HI-CAP MERV 10 (20X25X2) | 1501001910 - FILTER, 20 X 25 X 2, PLEATED MDL 40 HI-CAP MERV 10 (20X25X2) |  |  |  | 1 |  | 0 | 0 | September | 2026
FCU-Q-1-Z2 | 001 | 000000110499 | 2026-09-09 | 1501001910 | FILTER, 20 X 25 X 2, PLEATED MDL 40 HI-CAP MERV 10 (20X25X2) | 1501001910 - FILTER, 20 X 25 X 2, PLEATED MDL 40 HI-CAP MERV 10 (20X25X2) |  |  |  | 1 |  | 0 | 0 | September | 2026
FCU-Q-LAB | 001 | 000000110051 | 2026-09-09 | 1501001094 | FILTER, 20 X 24 X 2, PLEATED MDL 40 HI-CAP MERV 10 (20X24X2, 24X20X2, 24 X 20 X 2)) | 1501001094 - FILTER, 20 X 24 X 2, PLEATED MDL 40 HI-CAP MERV 10 (20X24X2, 24X20X2, 24 X 20 X 2)) |  |  |  | 2 |  | 0 | 0 | September | 2026
FCU-Q-LAB | 001 | 000000110052 | 2026-09-09 | 1501001125 | FILTER, 12 X 24 X 2, PLEATED MDL 40 HI-CAP MERV 10 (12X24X2) | 1501001125 - FILTER, 12 X 24 X 2, PLEATED MDL 40 HI-CAP MERV 10 (12X24X2) |  |  |  | 1 |  | 0 | 0 | September | 2026
B8129 AHU Q-10 | 001 | 000090002998 | 2026-09-09 00:23 | 1501001927 | FILTER, **SPECIAL USE FILTER - BENNETT BUILDING** 19-7/8 X 21-1/2 X 7/8, PLEATED MDL 40 HI-CAP MERV 10 (19-7/8X21-1/2X7/8) | 1501001927 - FILTER, **SPECIAL USE FILTER - BENNETT BUILDING** 19-7/8 X 21-1/2 X 7/8, PLEATED MDL 40 HI-CAP MERV 10 (19-7/8X21-1/2X7/8) |  |  |  | 1 |  | 10.78 | 10.78 | September | 2026
B8129 AHU Q-5 | 001 | 000090003406 | 2026-09-09 00:23 | 1501001135 | FILTER, 20 X 21 X 1, PLEATED MDL 40 HI-CAP MERV 10 (20X21X1) | 1501001135 - FILTER, 20 X 21 X 1, PLEATED MDL 40 HI-CAP MERV 10 (20X21X1) |  |  |  | 1 |  | 5.69 | 5.69 | September | 2026
B0029 AHU-3 SA | 001 | 000000020007 | 2026-09-10 00:12 | 1501001175 | FILTER, MERV 13, 16 X 25 X 4, PLEATED MDL 40 HI-CAP (16X25X4) | 1501001175 - FILTER, MERV 13, 16 X 25 X 4, PLEATED MDL 40 HI-CAP (16X25X4) |  |  |  | 1 |  | 0 | 0 | September | 2026
B0029 AHU-3 SA | 001 | 000000020007 | 2026-09-10 00:12 | 1501001207 | FILTER, MERV 13, 16 X 20 X 4, PLEATED MDL 40 HI-CAP (16X20X4) | 1501001207 - FILTER, MERV 13, 16 X 20 X 4, PLEATED MDL 40 HI-CAP (16X20X4) |  |  |  | 4 |  | 0 | 0 | September | 2026
B0029 AHU-3 SA | 001 | 000000020007 | 2026-09-10 00:12 | 1501001176 | FILTER, MERV 13, 20 X 20 X 4, PLEATED MDL 40 HI-CAP (20X20X4) | 1501001176 - FILTER, MERV 13, 20 X 20 X 4, PLEATED MDL 40 HI-CAP (20X20X4) |  |  |  | 8 |  | 20.58 | 164.64 | September | 2026
B0029 AHU-3 SA | 001 | 000000020007 | 2026-09-10 00:12 | 1501001179 | FILTER, MERV 13, 20 X 25 X 4, PLEATED MDL 40 HI-CAP (20X25X4) | 1501001179 - FILTER, MERV 13, 20 X 25 X 4, PLEATED MDL 40 HI-CAP (20X25X4) |  |  |  | 2 |  | 0 | 0 | September | 2026
B0029 AHU-4 SA | 001 | 000000020027 | 2026-09-10 00:12 | 1501001175 | FILTER, MERV 13, 16 X 25 X 4, PLEATED MDL 40 HI-CAP (16X25X4) | 1501001175 - FILTER, MERV 13, 16 X 25 X 4, PLEATED MDL 40 HI-CAP (16X25X4) |  |  |  | 1 |  | 0 | 0 | September | 2026
B0029 AHU-4 SA | 001 | 000000020027 | 2026-09-10 00:12 | 1501001207 | FILTER, MERV 13, 16 X 20 X 4, PLEATED MDL 40 HI-CAP (16X20X4) | 1501001207 - FILTER, MERV 13, 16 X 20 X 4, PLEATED MDL 40 HI-CAP (16X20X4) |  |  |  | 4 |  | 0 | 0 | September | 2026
B0029 AHU-4 SA | 001 | 000000020027 | 2026-09-10 00:12 | 1501001176 | FILTER, MERV 13, 20 X 20 X 4, PLEATED MDL 40 HI-CAP (20X20X4) | 1501001176 - FILTER, MERV 13, 20 X 20 X 4, PLEATED MDL 40 HI-CAP (20X20X4) |  |  |  | 8 |  | 20.58 | 164.64 | September | 2026
B0029 AHU-4 SA | 001 | 000000020027 | 2026-09-10 00:12 | 1501001179 | FILTER, MERV 13, 20 X 25 X 4, PLEATED MDL 40 HI-CAP (20X25X4) | 1501001179 - FILTER, MERV 13, 20 X 25 X 4, PLEATED MDL 40 HI-CAP (20X25X4) |  |  |  | 2 |  | 0 | 0 | September | 2026
B0029 AHU-4 SA | 001 | 000000020027 | 2026-09-10 00:12 | 1501002234 | FILTER, 30/30, DUAL 9, HIGH-CAPACITY, MERV 9, 24X24X2 | 1501002234 - FILTER, 30/30, DUAL 9, HIGH-CAPACITY, MERV 9, 24X24X2 |  |  |  | 6 |  | 0 | 0 | September | 2026
AHU Q-1 T10 | 001 | 000008092148 | 2026-09-11 00:10 | 1501001133 | FILTER, 20 X 20 X 1, PLEATED MDL 40 STANDARD MERV 10 (20X20X1) | 1501001133 - FILTER, 20 X 20 X 1, PLEATED MDL 40 STANDARD MERV 10 (20X20X1) |  |  |  | 1 |  | 0 | 0 | September | 2026
AHU Q-1 T10 | 001 | 000008092149 | 2026-09-11 00:10 | 1501001133 | FILTER, 20 X 20 X 1, PLEATED MDL 40 STANDARD MERV 10 (20X20X1) | 1501001133 - FILTER, 20 X 20 X 1, PLEATED MDL 40 STANDARD MERV 10 (20X20X1) |  |  |  | 1 |  | 0 | 0 | September | 2026
B0044 AHU1 Q | 001 | 000008092150 | 2026-09-11 00:13 | 1501001133 | FILTER, 20 X 20 X 1, PLEATED MDL 40 STANDARD MERV 10 (20X20X1) | 1501001133 - FILTER, 20 X 20 X 1, PLEATED MDL 40 STANDARD MERV 10 (20X20X1) |  |  |  | 1 |  | 0 | 0 | September | 2026
B0044 DAHU1A Q | 001 | 000000030005 | 2026-09-11 00:13 | 1501001133 | FILTER, 20 X 20 X 1, PLEATED MDL 40 STANDARD MERV 10 (20X20X1) | 1501001133 - FILTER, 20 X 20 X 1, PLEATED MDL 40 STANDARD MERV 10 (20X20X1) |  |  |  | 1 |  | 0 | 0 | September | 2026
B0044 PU-1 Q | 001 | 000000030000 | 2026-09-11 00:13 | 1501001104 | FILTER, 24 X 30 X 1, PLEATED MDL 40 HI-CAP MERV 10 (24X30X1, 30X24X1, 30 X 24 X 1) | 1501001104 - FILTER, 24 X 30 X 1, PLEATED MDL 40 HI-CAP MERV 10 (24X30X1, 30X24X1, 30 X 24 X 1) |  |  |  | 1 |  | 6.1398 | 6.1398 | September | 2026
EFAN S-1 T3 B | 001 | 000000008057 | 2026-09-14 | 1501001367 | BELT, #AX-65, AX65 (COG TYPE) | 1501001367 - BELT, #AX-65, AX65 (COG TYPE) |  |  |  | 1 |  | 8.6763 | 8.6763 | September | 2026
B0008 AHU 03M | 001 | 000800000001 | 2026-09-14 00:11 | 1501001139 | FILTER, 16 X 20 X 1, PLEATED MDL 40 HI-CAP MERV 10 (16X20X1) (ACTUAL SIZE: 15-1/2"X19-1/2"X3/4") | 1501001139 - FILTER, 16 X 20 X 1, PLEATED MDL 40 HI-CAP MERV 10 (16X20X1) (ACTUAL SIZE: 15-1/2"X19-1/2"X3/4") |  |  |  | 14 |  | 0 | 0 | September | 2026
B0008 AHU 03M | 001 | 000800000002 | 2026-09-14 00:11 | 1501001139 | FILTER, 16 X 20 X 1, PLEATED MDL 40 HI-CAP MERV 10 (16X20X1) (ACTUAL SIZE: 15-1/2"X19-1/2"X3/4") | 1501001139 - FILTER, 16 X 20 X 1, PLEATED MDL 40 HI-CAP MERV 10 (16X20X1) (ACTUAL SIZE: 15-1/2"X19-1/2"X3/4") |  |  |  | 13 |  | 0 | 0 | September | 2026
B0009 AHU 03M | 001 | 000900000001 | 2026-09-14 00:11 | 1501001139 | FILTER, 16 X 20 X 1, PLEATED MDL 40 HI-CAP MERV 10 (16X20X1) (ACTUAL SIZE: 15-1/2"X19-1/2"X3/4") | 1501001139 - FILTER, 16 X 20 X 1, PLEATED MDL 40 HI-CAP MERV 10 (16X20X1) (ACTUAL SIZE: 15-1/2"X19-1/2"X3/4") |  |  |  | 13 |  | 0 | 0 | September | 2026
B0009 AHU 03M | 001 | 000900000002 | 2026-09-14 00:11 | 1501001139 | FILTER, 16 X 20 X 1, PLEATED MDL 40 HI-CAP MERV 10 (16X20X1) (ACTUAL SIZE: 15-1/2"X19-1/2"X3/4") | 1501001139 - FILTER, 16 X 20 X 1, PLEATED MDL 40 HI-CAP MERV 10 (16X20X1) (ACTUAL SIZE: 15-1/2"X19-1/2"X3/4") |  |  |  | 13 |  | 0 | 0 | September | 2026
B0009 AHU 03M | 001 | 000900000001 | 2026-09-14 00:11 | 1501001534 | FILTER, 12 X 24 X 1, PLEATED MDL 40 HI-CAP MERV 10 (12X24X1) | 1501001534 - FILTER, 12 X 24 X 1, PLEATED MDL 40 HI-CAP MERV 10 (12X24X1) |  |  |  | 1 |  | 3.0238 | 3.0238 | September | 2026
B0009 AHU 03M | 001 | 000900000002 | 2026-09-14 00:11 | 1501001534 | FILTER, 12 X 24 X 1, PLEATED MDL 40 HI-CAP MERV 10 (12X24X1) | 1501001534 - FILTER, 12 X 24 X 1, PLEATED MDL 40 HI-CAP MERV 10 (12X24X1) |  |  |  | 2 |  | 3.0238 | 6.0476 | September | 2026
B0010 AHU 03M | 001 | 001000000001 | 2026-09-14 00:11 | 1501001139 | FILTER, 16 X 20 X 1, PLEATED MDL 40 HI-CAP MERV 10 (16X20X1) (ACTUAL SIZE: 15-1/2"X19-1/2"X3/4") | 1501001139 - FILTER, 16 X 20 X 1, PLEATED MDL 40 HI-CAP MERV 10 (16X20X1) (ACTUAL SIZE: 15-1/2"X19-1/2"X3/4") |  |  |  | 13 |  | 0 | 0 | September | 2026
B0010 AHU 03M | 001 | 001000000001 | 2026-09-14 00:11 | 1501001932 | FILTER, 9 X 30 X 1, PLEATED MDL 40 HI-CAP MERV 10 (9X30X1) | 1501001932 - FILTER, 9 X 30 X 1, PLEATED MDL 40 HI-CAP MERV 10 (9X30X1) |  |  |  | 1 |  | 0 | 0 | September | 2026
B0010 AHU 03M | 001 | 001000000002 | 2026-09-14 00:11 | 1501001139 | FILTER, 16 X 20 X 1, PLEATED MDL 40 HI-CAP MERV 10 (16X20X1) (ACTUAL SIZE: 15-1/2"X19-1/2"X3/4") | 1501001139 - FILTER, 16 X 20 X 1, PLEATED MDL 40 HI-CAP MERV 10 (16X20X1) (ACTUAL SIZE: 15-1/2"X19-1/2"X3/4") |  |  |  | 13 |  | 0 | 0 | September | 2026
B0010 AHU 03M | 001 | 001000000002 | 2026-09-14 00:11 | 1501001932 | FILTER, 9 X 30 X 1, PLEATED MDL 40 HI-CAP MERV 10 (9X30X1) | 1501001932 - FILTER, 9 X 30 X 1, PLEATED MDL 40 HI-CAP MERV 10 (9X30X1) |  |  |  | 1 |  | 0 | 0 | September | 2026
B0011 AHU 03M | 001 | 001100000001 | 2026-09-14 00:11 | 1501001139 | FILTER, 16 X 20 X 1, PLEATED MDL 40 HI-CAP MERV 10 (16X20X1) (ACTUAL SIZE: 15-1/2"X19-1/2"X3/4") | 1501001139 - FILTER, 16 X 20 X 1, PLEATED MDL 40 HI-CAP MERV 10 (16X20X1) (ACTUAL SIZE: 15-1/2"X19-1/2"X3/4") |  |  |  | 13 |  | 0 | 0 | September | 2026
B0011 AHU 03M | 001 | 001100000002 | 2026-09-14 00:11 | 1501001139 | FILTER, 16 X 20 X 1, PLEATED MDL 40 HI-CAP MERV 10 (16X20X1) (ACTUAL SIZE: 15-1/2"X19-1/2"X3/4") | 1501001139 - FILTER, 16 X 20 X 1, PLEATED MDL 40 HI-CAP MERV 10 (16X20X1) (ACTUAL SIZE: 15-1/2"X19-1/2"X3/4") |  |  |  | 13 |  | 0 | 0 | September | 2026
B0011 AHU 03M | 001 | 001100000002 | 2026-09-14 00:11 | 1501001534 | FILTER, 12 X 24 X 1, PLEATED MDL 40 HI-CAP MERV 10 (12X24X1) | 1501001534 - FILTER, 12 X 24 X 1, PLEATED MDL 40 HI-CAP MERV 10 (12X24X1) |  |  |  | 2 |  | 3.0238 | 6.0476 | September | 2026
B0102-AHU-Q | 001 | 010200000001 | 2026-09-14 00:17 | 1501001143 | FILTER, 14 X 20 X 1, PLEATED MDL 40 HI-CAP MERV 10 (14X20X1) | 1501001143 - FILTER, 14 X 20 X 1, PLEATED MDL 40 HI-CAP MERV 10 (14X20X1) |  |  |  | 20 |  | 0 | 0 | September | 2026
B0102-AHU-Q | 001 | 010200000002 | 2026-09-14 00:17 | 1501001143 | FILTER, 14 X 20 X 1, PLEATED MDL 40 HI-CAP MERV 10 (14X20X1) | 1501001143 - FILTER, 14 X 20 X 1, PLEATED MDL 40 HI-CAP MERV 10 (14X20X1) |  |  |  | 27 |  | 0 | 0 | September | 2026
B0102-AHU-Q | 001 | 010200000001 | 2026-09-14 00:17 | 1501001550 | FILTER, 18 X 25 X 1, (18X25X1), PLEATED MDL 40 HI-CAP MERV 10 | 1501001550 - FILTER, 18 X 25 X 1, (18X25X1), PLEATED MDL 40 HI-CAP MERV 10 |  |  |  | 4 |  | 0 | 0 | September | 2026
B0102-AHU-Q | 001 | 010200000002 | 2026-09-14 00:17 | 1501001550 | FILTER, 18 X 25 X 1, (18X25X1), PLEATED MDL 40 HI-CAP MERV 10 | 1501001550 - FILTER, 18 X 25 X 1, (18X25X1), PLEATED MDL 40 HI-CAP MERV 10 |  |  |  | 4 |  | 0 | 0 | September | 2026
B0102-AHU-Q | 001 | 010200000001 | 2026-09-14 00:17 | 1501001147 | FILTER, 18 X 24 X 2, PLEATED MDL 40 HI-CAP MERV 10 (18X24X2) | 1501001147 - FILTER, 18 X 24 X 2, PLEATED MDL 40 HI-CAP MERV 10 (18X24X2) |  |  |  | 16 |  | 0 | 0 | September | 2026
B0102-AHU-Q | 001 | 010200000001 | 2026-09-14 00:17 | 1501001094 | FILTER, 20 X 24 X 2, PLEATED MDL 40 HI-CAP MERV 10 (20X24X2, 24X20X2, 24 X 20 X 2)) | 1501001094 - FILTER, 20 X 24 X 2, PLEATED MDL 40 HI-CAP MERV 10 (20X24X2, 24X20X2, 24 X 20 X 2)) |  |  |  | 4 |  | 0 | 0 | September | 2026
B0102-AHU-Q | 001 | 010200000003 | 2026-09-14 00:17 | 1501001143 | FILTER, 14 X 20 X 1, PLEATED MDL 40 HI-CAP MERV 10 (14X20X1) | 1501001143 - FILTER, 14 X 20 X 1, PLEATED MDL 40 HI-CAP MERV 10 (14X20X1) |  |  |  | 29 |  | 0 | 0 | September | 2026
B0102-AHU-Q | 001 | 010200000003 | 2026-09-14 00:17 | 1501001550 | FILTER, 18 X 25 X 1, (18X25X1), PLEATED MDL 40 HI-CAP MERV 10 | 1501001550 - FILTER, 18 X 25 X 1, (18X25X1), PLEATED MDL 40 HI-CAP MERV 10 |  |  |  | 4 |  | 0 | 0 | September | 2026
B0103-AHU-Q | 001 | 010300000001 | 2026-09-14 00:17 | 1501001103 | FILTER, 17.25 X 34 X 2, PLEATED MDL 40 HI-CAP MERV 10 (17 1/4 X 34 X 2, 17 1/4X34X2) | 1501001103 - FILTER, 17.25 X 34 X 2, PLEATED MDL 40 HI-CAP MERV 10 (17 1/4 X 34 X 2, 17 1/4X34X2) |  |  |  | 4 |  | 0 | 0 | September | 2026
B0103-AHU-Q | 001 | 010300000002 | 2026-09-14 00:17 | 1501001143 | FILTER, 14 X 20 X 1, PLEATED MDL 40 HI-CAP MERV 10 (14X20X1) | 1501001143 - FILTER, 14 X 20 X 1, PLEATED MDL 40 HI-CAP MERV 10 (14X20X1) |  |  |  | 33 |  | 0 | 0 | September | 2026
B0103-AHU-Q | 001 | 010300000003 | 2026-09-14 00:17 | 1501001143 | FILTER, 14 X 20 X 1, PLEATED MDL 40 HI-CAP MERV 10 (14X20X1) | 1501001143 - FILTER, 14 X 20 X 1, PLEATED MDL 40 HI-CAP MERV 10 (14X20X1) |  |  |  | 31 |  | 0 | 0 | September | 2026
B0103-AHU-Q | 001 | 010300000001 | 2026-09-14 00:17 | 1501001113 | FILTER, 18 X 20 X 1 PLEATED MDL 40 HI-CAP MERV 10 (18X20X1) | 1501001113 - FILTER, 18 X 20 X 1 PLEATED MDL 40 HI-CAP MERV 10 (18X20X1) |  |  |  | 4 |  | 4.4699 | 17.8796 | September | 2026
B0103-AHU-Q | 001 | 010300000002 | 2026-09-14 00:17 | 1501001550 | FILTER, 18 X 25 X 1, (18X25X1), PLEATED MDL 40 HI-CAP MERV 10 | 1501001550 - FILTER, 18 X 25 X 1, (18X25X1), PLEATED MDL 40 HI-CAP MERV 10 |  |  |  | 3 |  | 0 | 0 | September | 2026
B0103-AHU-Q | 001 | 010300000003 | 2026-09-14 00:17 | 1501001550 | FILTER, 18 X 25 X 1, (18X25X1), PLEATED MDL 40 HI-CAP MERV 10 | 1501001550 - FILTER, 18 X 25 X 1, (18X25X1), PLEATED MDL 40 HI-CAP MERV 10 |  |  |  | 3 |  | 0 | 0 | September | 2026
B0103-AHU-Q | 001 | 010300000001 | 2026-09-14 00:17 | 1501001143 | FILTER, 14 X 20 X 1, PLEATED MDL 40 HI-CAP MERV 10 (14X20X1) | 1501001143 - FILTER, 14 X 20 X 1, PLEATED MDL 40 HI-CAP MERV 10 (14X20X1) |  |  |  | 29 |  | 0 | 0 | September | 2026
B0103-AHU-Q | 001 | 010300000001 | 2026-09-14 00:17 | 1501001481 | FILTER, 15 X 30 X 2, PLEATED MDL 40 HI-CAP MERV 10 (15X30X2) | 1501001481 - FILTER, 15 X 30 X 2, PLEATED MDL 40 HI-CAP MERV 10 (15X30X2) |  |  |  | 5 |  | 0 | 0 | September | 2026
B0152 AHU-1 M1 | 001 | 000000127000 | 2026-09-14 00:19 | 1501002247 | FILTER, 30/30, DUAL 9, HIGH-CAPACITY, MERV 9, 24X24X4 | 1501002247 - FILTER, 30/30, DUAL 9, HIGH-CAPACITY, MERV 9, 24X24X4 |  |  |  | 12 |  | 0 | 0 | September | 2026
B0152 AHU-1 M1 | 001 | 000000127000 | 2026-09-14 00:19 | 1501003007 | FILTER, 20 X 24 X 4, PLEATED MDL 40 HI-CAP MERV 10 (20X24X4) | 1501003007 - FILTER, 20 X 24 X 4, PLEATED MDL 40 HI-CAP MERV 10 (20X24X4) |  |  |  | 4 |  | 0 | 0 | September | 2026
B8129 AHU Q-1 | 001 | 000090002990 | 2026-09-14 00:23 | 1501001275 | FILTER, 16.5 X 21.5 X 1, PLEATED MDL 40 STANDARD MERV 10 (16 1/2 X 21 1/2 X 1, 16 1/2X21 1/2X1) | 1501001275 - FILTER, 16.5 X 21.5 X 1, PLEATED MDL 40 STANDARD MERV 10 (16 1/2 X 21 1/2 X 1, 16 1/2X21 1/2X1) |  |  |  | 1 |  | 0 | 0 | September | 2026
B8129 AHU Q-8 | 001 | 000090002978 | 2026-09-14 00:23 | 1501001928 | FILTER, 20 X 22 X 1, PLEATED MDL 40 HI-CAP MERV 10 (20X22X1) | 1501001928 - FILTER, 20 X 22 X 1, PLEATED MDL 40 HI-CAP MERV 10 (20X22X1) |  |  |  | 1 |  | 1 | 1 | September | 2026
B8129 AHU Q-9 | 001 | 000090002980 | 2026-09-14 00:23 | 1501001928 | FILTER, 20 X 22 X 1, PLEATED MDL 40 HI-CAP MERV 10 (20X22X1) | 1501001928 - FILTER, 20 X 22 X 1, PLEATED MDL 40 HI-CAP MERV 10 (20X22X1) |  |  |  | 1 |  | 1 | 1 | September | 2026
B0092 DAHU1 A | 001 | 000007091372 | 2026-09-15 00:16 | 1501002234 | FILTER, 30/30, DUAL 9, HIGH-CAPACITY, MERV 9, 24X24X2 | 1501002234 - FILTER, 30/30, DUAL 9, HIGH-CAPACITY, MERV 9, 24X24X2 |  |  |  | 4 |  | 0 | 0 | September | 2026
B0092 OAHU-1 A | 001 | 000007091370 | 2026-09-15 00:16 | 1501002237 | FILTER, 30/30, DUAL 9, HIGH-CAPACITY, MERV 9, 20X25X2 | 1501002237 - FILTER, 30/30, DUAL 9, HIGH-CAPACITY, MERV 9, 20X25X2 |  |  |  | 10 |  | 16.46 | 164.6 | September | 2026
B0092 OAHU-1 A | 001 | 000007091370 | 2026-09-15 00:16 | 1501003031 | FILTER, 20 X 25 X 4, MERV 14, (20X25X4) | 1501003031 - FILTER, 20 X 25 X 4, MERV 14, (20X25X4) |  |  |  | 10 |  | 0 | 0 | September | 2026
B0092 OAHU-1 A | 001 | 000007091370 | 2026-09-15 00:16 | 1501003032 | FILTER, 24 X 24 X 4, MERV 14, (24X24X4) | 1501003032 - FILTER, 24 X 24 X 4, MERV 14, (24X24X4) |  |  |  | 4 |  | 57.3661 | 229.4644 | September | 2026
B0092 OAHU-1 A | 001 | 000007091370 | 2026-09-15 00:16 | 1501003029 | FILTER, 12 X 24 X 4, MERV 14, (12X24X4) | 1501003029 - FILTER, 12 X 24 X 4, MERV 14, (12X24X4) |  |  |  | 2 |  | 31.64 | 63.28 | September | 2026
B8151 DAHU Q | 001 | 000090002838 | 2026-09-15 00:23 | 1501001133 | FILTER, 20 X 20 X 1, PLEATED MDL 40 STANDARD MERV 10 (20X20X1) | 1501001133 - FILTER, 20 X 20 X 1, PLEATED MDL 40 STANDARD MERV 10 (20X20X1) |  |  |  | 1 |  | 0 | 0 | September | 2026
B8151 DAHU Q | 001 | 000090002848 | 2026-09-15 00:23 | 1501001928 | FILTER, 20 X 22 X 1, PLEATED MDL 40 HI-CAP MERV 10 (20X22X1) | 1501001928 - FILTER, 20 X 22 X 1, PLEATED MDL 40 HI-CAP MERV 10 (20X22X1) |  |  |  | 1 |  | 1 | 1 | September | 2026
B8151 DAHU Q | 001 | 000090002849 | 2026-09-15 00:23 | 1501001133 | FILTER, 20 X 20 X 1, PLEATED MDL 40 STANDARD MERV 10 (20X20X1) | 1501001133 - FILTER, 20 X 20 X 1, PLEATED MDL 40 STANDARD MERV 10 (20X20X1) |  |  |  | 1 |  | 0 | 0 | September | 2026
B8151 DAHU Q | 001 | 000090002850 | 2026-09-15 00:23 | 1501001928 | FILTER, 20 X 22 X 1, PLEATED MDL 40 HI-CAP MERV 10 (20X22X1) | 1501001928 - FILTER, 20 X 22 X 1, PLEATED MDL 40 HI-CAP MERV 10 (20X22X1) |  |  |  | 1 |  | 1 | 1 | September | 2026
B8151 DAHU Q | 001 | 000090002851 | 2026-09-15 00:23 | 1501001928 | FILTER, 20 X 22 X 1, PLEATED MDL 40 HI-CAP MERV 10 (20X22X1) | 1501001928 - FILTER, 20 X 22 X 1, PLEATED MDL 40 HI-CAP MERV 10 (20X22X1) |  |  |  | 1 |  | 1 | 1 | September | 2026
B8151 DAHU Q | 001 | 000090002852 | 2026-09-15 00:23 | 1501001928 | FILTER, 20 X 22 X 1, PLEATED MDL 40 HI-CAP MERV 10 (20X22X1) | 1501001928 - FILTER, 20 X 22 X 1, PLEATED MDL 40 HI-CAP MERV 10 (20X22X1) |  |  |  | 1 |  | 1 | 1 | September | 2026
B8151 DAHU Q | 001 | 000090002853 | 2026-09-15 00:23 | 1501001928 | FILTER, 20 X 22 X 1, PLEATED MDL 40 HI-CAP MERV 10 (20X22X1) | 1501001928 - FILTER, 20 X 22 X 1, PLEATED MDL 40 HI-CAP MERV 10 (20X22X1) |  |  |  | 1 |  | 1 | 1 | September | 2026
B8151 DAHU Q | 001 | 000090002854 | 2026-09-15 00:23 | 1501001133 | FILTER, 20 X 20 X 1, PLEATED MDL 40 STANDARD MERV 10 (20X20X1) | 1501001133 - FILTER, 20 X 20 X 1, PLEATED MDL 40 STANDARD MERV 10 (20X20X1) |  |  |  | 1 |  | 0 | 0 | September | 2026
B8151 DAHU Q | 001 | 000090002855 | 2026-09-15 00:23 | 1501001133 | FILTER, 20 X 20 X 1, PLEATED MDL 40 STANDARD MERV 10 (20X20X1) | 1501001133 - FILTER, 20 X 20 X 1, PLEATED MDL 40 STANDARD MERV 10 (20X20X1) |  |  |  | 1 |  | 0 | 0 | September | 2026
B8151 DAHU Q | 001 | 000090002856 | 2026-09-15 00:23 | 1501001133 | FILTER, 20 X 20 X 1, PLEATED MDL 40 STANDARD MERV 10 (20X20X1) | 1501001133 - FILTER, 20 X 20 X 1, PLEATED MDL 40 STANDARD MERV 10 (20X20X1) |  |  |  | 1 |  | 0 | 0 | September | 2026
B8151 DAHU Q | 001 | 000090002875 | 2026-09-15 00:23 | 1501001133 | FILTER, 20 X 20 X 1, PLEATED MDL 40 STANDARD MERV 10 (20X20X1) | 1501001133 - FILTER, 20 X 20 X 1, PLEATED MDL 40 STANDARD MERV 10 (20X20X1) |  |  |  | 1 |  | 0 | 0 | September | 2026
B8151 DAHU Q | 001 | 000090002919 | 2026-09-15 00:23 | 1501001133 | FILTER, 20 X 20 X 1, PLEATED MDL 40 STANDARD MERV 10 (20X20X1) | 1501001133 - FILTER, 20 X 20 X 1, PLEATED MDL 40 STANDARD MERV 10 (20X20X1) |  |  |  | 1 |  | 0 | 0 | September | 2026
B8151 DAHU Q | 001 | 000090002924 | 2026-09-15 00:23 | 1501001133 | FILTER, 20 X 20 X 1, PLEATED MDL 40 STANDARD MERV 10 (20X20X1) | 1501001133 - FILTER, 20 X 20 X 1, PLEATED MDL 40 STANDARD MERV 10 (20X20X1) |  |  |  | 1 |  | 0 | 0 | September | 2026
B8151 DAHU Q | 001 | 000090002925 | 2026-09-15 00:23 | 1501001133 | FILTER, 20 X 20 X 1, PLEATED MDL 40 STANDARD MERV 10 (20X20X1) | 1501001133 - FILTER, 20 X 20 X 1, PLEATED MDL 40 STANDARD MERV 10 (20X20X1) |  |  |  | 1 |  | 0 | 0 | September | 2026
B8151 DAHU Q | 001 | 000090002926 | 2026-09-15 00:23 | 1501001133 | FILTER, 20 X 20 X 1, PLEATED MDL 40 STANDARD MERV 10 (20X20X1) | 1501001133 - FILTER, 20 X 20 X 1, PLEATED MDL 40 STANDARD MERV 10 (20X20X1) |  |  |  | 1 |  | 0 | 0 | September | 2026
B8151 DAHU Q | 001 | 000090002924 | 2026-09-15 00:23 | 1501001139 | FILTER, 16 X 20 X 1, PLEATED MDL 40 HI-CAP MERV 10 (16X20X1) (ACTUAL SIZE: 15-1/2"X19-1/2"X3/4") | 1501001139 - FILTER, 16 X 20 X 1, PLEATED MDL 40 HI-CAP MERV 10 (16X20X1) (ACTUAL SIZE: 15-1/2"X19-1/2"X3/4") |  |  |  | 1 |  | 0 | 0 | September | 2026
AHU-Q-1-STRNZ8 | 001 | 010800000001 | 2026-09-16 | 1501001481 | FILTER, 15 X 30 X 2, PLEATED MDL 40 HI-CAP MERV 10 (15X30X2) | 1501001481 - FILTER, 15 X 30 X 2, PLEATED MDL 40 HI-CAP MERV 10 (15X30X2) |  |  |  | 4 |  | 0 | 0 | September | 2026
AHU-Q-1-STRNZ8 | 001 | 010800000002 | 2026-09-16 | 1501001143 | FILTER, 14 X 20 X 1, PLEATED MDL 40 HI-CAP MERV 10 (14X20X1) | 1501001143 - FILTER, 14 X 20 X 1, PLEATED MDL 40 HI-CAP MERV 10 (14X20X1) |  |  |  | 27 |  | 0 | 0 | September | 2026
AHU-Q-1-STRNZ8 | 001 | 010300000003 | 2026-09-16 | 1501001143 | FILTER, 14 X 20 X 1, PLEATED MDL 40 HI-CAP MERV 10 (14X20X1) | 1501001143 - FILTER, 14 X 20 X 1, PLEATED MDL 40 HI-CAP MERV 10 (14X20X1) |  |  |  | 31 |  | 0 | 0 | September | 2026
AHU-Q-1-STRNZ8 | 001 | 010800000001 | 2026-09-16 | 1501001113 | FILTER, 18 X 20 X 1 PLEATED MDL 40 HI-CAP MERV 10 (18X20X1) | 1501001113 - FILTER, 18 X 20 X 1 PLEATED MDL 40 HI-CAP MERV 10 (18X20X1) |  |  |  | 2 |  | 4.4699 | 8.9398 | September | 2026
AHU-Q-1-STRNZ8 | 001 | 010800000002 | 2026-09-16 | 1501001113 | FILTER, 18 X 20 X 1 PLEATED MDL 40 HI-CAP MERV 10 (18X20X1) | 1501001113 - FILTER, 18 X 20 X 1 PLEATED MDL 40 HI-CAP MERV 10 (18X20X1) |  |  |  | 4 |  | 4.4699 | 17.8796 | September | 2026
AHU-Q-1-STRNZ8 | 001 | 010800000003 | 2026-09-16 | 1501001143 | FILTER, 14 X 20 X 1, PLEATED MDL 40 HI-CAP MERV 10 (14X20X1) | 1501001143 - FILTER, 14 X 20 X 1, PLEATED MDL 40 HI-CAP MERV 10 (14X20X1) |  |  |  | 25 |  | 0 | 0 | September | 2026
AHU-Q-1-STRNZ8 | 001 | 010300000003 | 2026-09-16 | 1501001550 | FILTER, 18 X 25 X 1, (18X25X1), PLEATED MDL 40 HI-CAP MERV 10 | 1501001550 - FILTER, 18 X 25 X 1, (18X25X1), PLEATED MDL 40 HI-CAP MERV 10 |  |  |  | 3 |  | 0 | 0 | September | 2026
AHU-Q-1-STRNZ8 | 001 | 010800000001 | 2026-09-16 | 1501001143 | FILTER, 14 X 20 X 1, PLEATED MDL 40 HI-CAP MERV 10 (14X20X1) | 1501001143 - FILTER, 14 X 20 X 1, PLEATED MDL 40 HI-CAP MERV 10 (14X20X1) |  |  |  | 22 |  | 0 | 0 | September | 2026
AHU-Q-1-STRNZ8 | 001 | 010800000003 | 2026-09-16 | 1501001550 | FILTER, 18 X 25 X 1, (18X25X1), PLEATED MDL 40 HI-CAP MERV 10 | 1501001550 - FILTER, 18 X 25 X 1, (18X25X1), PLEATED MDL 40 HI-CAP MERV 10 |  |  |  | 3 |  | 0 | 0 | September | 2026
AHU-Q-1-STRNZ8 | 001 | 010800000001 | 2026-09-16 | 1501001103 | FILTER, 17.25 X 34 X 2, PLEATED MDL 40 HI-CAP MERV 10 (17 1/4 X 34 X 2, 17 1/4X34X2) | 1501001103 - FILTER, 17.25 X 34 X 2, PLEATED MDL 40 HI-CAP MERV 10 (17 1/4 X 34 X 2, 17 1/4X34X2) |  |  |  | 4 |  | 0 | 0 | September | 2026
AHU-Q-1-STRNZ8 | 001 | 010800000001 | 2026-09-16 | 1501001491 | FILTER, 20 X 34 X 1, PLEATED MDL 40 HI-CAP MERV 10 (20X34X1) | 1501001491 - FILTER, 20 X 34 X 1, PLEATED MDL 40 HI-CAP MERV 10 (20X34X1) |  |  |  | 2 |  | 9.6107 | 19.2214 | September | 2026
B0154 AHU-2 M1 | 001 | 000000129067 | 2026-09-16 | 1501002236 | FILTER, 30/30, DUAL 9, HIGH-CAPACITY, MERV 9, 16X25X2 | 1501002236 - FILTER, 30/30, DUAL 9, HIGH-CAPACITY, MERV 9, 16X25X2 |  |  |  | 8 |  | 0 | 0 | September | 2026
B8154 DAHU-1 Q | 001 | 000090010184 | 2026-09-16 00:24 | 1501001123 | FILTER, 16 X 20 X 2, PLEATED MDL 40 HI-CAP MERV 10 (16X20X2) | 1501001123 - FILTER, 16 X 20 X 2, PLEATED MDL 40 HI-CAP MERV 10 (16X20X2) |  |  |  | 4 |  | 0 | 0 | September | 2026
B8154 DAHU-1 Q | 001 | 000090010184 | 2026-09-16 00:24 | 1501001124 | FILTER, 16 X 24 X 2, PLEATED MDL 40 HI-CAP MERV 10 (16X24X2) | 1501001124 - FILTER, 16 X 24 X 2, PLEATED MDL 40 HI-CAP MERV 10 (16X24X2) |  |  |  | 4 |  | 3.579 | 14.316 | September | 2026
B8154 DAHU-2 Q | 001 | 000090010185 | 2026-09-16 00:24 | 1501001124 | FILTER, 16 X 24 X 2, PLEATED MDL 40 HI-CAP MERV 10 (16X24X2) | 1501001124 - FILTER, 16 X 24 X 2, PLEATED MDL 40 HI-CAP MERV 10 (16X24X2) |  |  |  | 4 |  | 3.579 | 14.316 | September | 2026
B0076 DAHU-1 A | 001 | 000000066001 | 2026-09-17 00:15 | 1501001924 | FILTER, 16 X 22 X 1, PLEATED MDL 40 HI-CAP MERV 10 (16X22X1) | 1501001924 - FILTER, 16 X 22 X 1, PLEATED MDL 40 HI-CAP MERV 10 (16X22X1) |  |  |  | 1 |  | 6.8868 | 6.8868 | September | 2026
AHU-Q-1-HSNGZ8 | 001 | 010600000001 | 2026-09-18 | 1501001112 | FILTER, 18 X 24 X 1, PLEATED MDL 40 HI-CAP MERV 10 (18X24X1, 24X18X1, 24 X 18 X 1) | 1501001112 - FILTER, 18 X 24 X 1, PLEATED MDL 40 HI-CAP MERV 10 (18X24X1, 24X18X1, 24 X 18 X 1) |  |  |  | 13 |  | 0 | 0 | September | 2026
AHU-Q-1-HSNGZ8 | 001 | 010600000002 | 2026-09-18 | 1501001112 | FILTER, 18 X 24 X 1, PLEATED MDL 40 HI-CAP MERV 10 (18X24X1, 24X18X1, 24 X 18 X 1) | 1501001112 - FILTER, 18 X 24 X 1, PLEATED MDL 40 HI-CAP MERV 10 (18X24X1, 24X18X1, 24 X 18 X 1) |  |  |  | 13 |  | 0 | 0 | September | 2026
AHU-Q-1-HSNGZ8 | 001 | 010600000003 | 2026-09-18 | 1501001112 | FILTER, 18 X 24 X 1, PLEATED MDL 40 HI-CAP MERV 10 (18X24X1, 24X18X1, 24 X 18 X 1) | 1501001112 - FILTER, 18 X 24 X 1, PLEATED MDL 40 HI-CAP MERV 10 (18X24X1, 24X18X1, 24 X 18 X 1) |  |  |  | 13 |  | 0 | 0 | September | 2026
AHU-Q-1-HSNGZ8 | 001 | 010600000004 | 2026-09-18 | 1501001112 | FILTER, 18 X 24 X 1, PLEATED MDL 40 HI-CAP MERV 10 (18X24X1, 24X18X1, 24 X 18 X 1) | 1501001112 - FILTER, 18 X 24 X 1, PLEATED MDL 40 HI-CAP MERV 10 (18X24X1, 24X18X1, 24 X 18 X 1) |  |  |  | 7 |  | 0 | 0 | September | 2026
B0121 FCU S LAB | 001 | 000006094784 | 2026-09-21 | 1501001095 | FILTER, 14 X 24 X 2, PLEATED MDL 40 HI-CAP MERV10 (14X24X2, 24X14X2, 24 X 14 X 2)) | 1501001095 - FILTER, 14 X 24 X 2, PLEATED MDL 40 HI-CAP MERV10 (14X24X2, 24X14X2, 24 X 14 X 2)) |  |  |  | 1 |  | 7.5179 | 7.5179 | September | 2026
B0108-AHU-Q | 001 | 010800000001 | 2026-09-21 00:17 | 1501001481 | FILTER, 15 X 30 X 2, PLEATED MDL 40 HI-CAP MERV 10 (15X30X2) | 1501001481 - FILTER, 15 X 30 X 2, PLEATED MDL 40 HI-CAP MERV 10 (15X30X2) |  |  |  | 4 |  | 0 | 0 | September | 2026
B0108-AHU-Q | 001 | 010800000002 | 2026-09-21 00:17 | 1501001143 | FILTER, 14 X 20 X 1, PLEATED MDL 40 HI-CAP MERV 10 (14X20X1) | 1501001143 - FILTER, 14 X 20 X 1, PLEATED MDL 40 HI-CAP MERV 10 (14X20X1) |  |  |  | 27 |  | 0 | 0 | September | 2026
B0108-AHU-Q | 001 | 010800000003 | 2026-09-21 00:17 | 1501001143 | FILTER, 14 X 20 X 1, PLEATED MDL 40 HI-CAP MERV 10 (14X20X1) | 1501001143 - FILTER, 14 X 20 X 1, PLEATED MDL 40 HI-CAP MERV 10 (14X20X1) |  |  |  | 25 |  | 0 | 0 | September | 2026
B0108-AHU-Q | 001 | 010800000001 | 2026-09-21 00:17 | 1501001113 | FILTER, 18 X 20 X 1 PLEATED MDL 40 HI-CAP MERV 10 (18X20X1) | 1501001113 - FILTER, 18 X 20 X 1 PLEATED MDL 40 HI-CAP MERV 10 (18X20X1) |  |  |  | 2 |  | 4.4699 | 8.9398 | September | 2026
B0108-AHU-Q | 001 | 010800000002 | 2026-09-21 00:17 | 1501001113 | FILTER, 18 X 20 X 1 PLEATED MDL 40 HI-CAP MERV 10 (18X20X1) | 1501001113 - FILTER, 18 X 20 X 1 PLEATED MDL 40 HI-CAP MERV 10 (18X20X1) |  |  |  | 4 |  | 4.4699 | 17.8796 | September | 2026
B0108-AHU-Q | 001 | 010800000003 | 2026-09-21 00:17 | 1501001550 | FILTER, 18 X 25 X 1, (18X25X1), PLEATED MDL 40 HI-CAP MERV 10 | 1501001550 - FILTER, 18 X 25 X 1, (18X25X1), PLEATED MDL 40 HI-CAP MERV 10 |  |  |  | 3 |  | 0 | 0 | September | 2026
B0108-AHU-Q | 001 | 010800000001 | 2026-09-21 00:17 | 1501001143 | FILTER, 14 X 20 X 1, PLEATED MDL 40 HI-CAP MERV 10 (14X20X1) | 1501001143 - FILTER, 14 X 20 X 1, PLEATED MDL 40 HI-CAP MERV 10 (14X20X1) |  |  |  | 22 |  | 0 | 0 | September | 2026
B0108-AHU-Q | 001 | 010800000001 | 2026-09-21 00:17 | 1501001103 | FILTER, 17.25 X 34 X 2, PLEATED MDL 40 HI-CAP MERV 10 (17 1/4 X 34 X 2, 17 1/4X34X2) | 1501001103 - FILTER, 17.25 X 34 X 2, PLEATED MDL 40 HI-CAP MERV 10 (17 1/4 X 34 X 2, 17 1/4X34X2) |  |  |  | 4 |  | 0 | 0 | September | 2026
B0108-AHU-Q | 001 | 010800000001 | 2026-09-21 00:17 | 1501001491 | FILTER, 20 X 34 X 1, PLEATED MDL 40 HI-CAP MERV 10 (20X34X1) | 1501001491 - FILTER, 20 X 34 X 1, PLEATED MDL 40 HI-CAP MERV 10 (20X34X1) |  |  |  | 2 |  | 9.6107 | 19.2214 | September | 2026
B0110-AHU-Q | 001 | 011000000001 | 2026-09-21 00:17 | 1501001481 | FILTER, 15 X 30 X 2, PLEATED MDL 40 HI-CAP MERV 10 (15X30X2) | 1501001481 - FILTER, 15 X 30 X 2, PLEATED MDL 40 HI-CAP MERV 10 (15X30X2) |  |  |  | 4 |  | 0 | 0 | September | 2026
B0110-AHU-Q | 001 | 011000000002 | 2026-09-21 00:17 | 1501001113 | FILTER, 18 X 20 X 1 PLEATED MDL 40 HI-CAP MERV 10 (18X20X1) | 1501001113 - FILTER, 18 X 20 X 1 PLEATED MDL 40 HI-CAP MERV 10 (18X20X1) |  |  |  | 3 |  | 4.4699 | 13.4097 | September | 2026
B0110-AHU-Q | 001 | 011000000003 | 2026-09-21 00:17 | 1501001143 | FILTER, 14 X 20 X 1, PLEATED MDL 40 HI-CAP MERV 10 (14X20X1) | 1501001143 - FILTER, 14 X 20 X 1, PLEATED MDL 40 HI-CAP MERV 10 (14X20X1) |  |  |  | 30 |  | 0 | 0 | September | 2026
B0110-AHU-Q | 001 | 011000000001 | 2026-09-21 00:17 | 1501001143 | FILTER, 14 X 20 X 1, PLEATED MDL 40 HI-CAP MERV 10 (14X20X1) | 1501001143 - FILTER, 14 X 20 X 1, PLEATED MDL 40 HI-CAP MERV 10 (14X20X1) |  |  |  | 28 |  | 0 | 0 | September | 2026
B0110-AHU-Q | 001 | 011000000002 | 2026-09-21 00:17 | 1501001143 | FILTER, 14 X 20 X 1, PLEATED MDL 40 HI-CAP MERV 10 (14X20X1) | 1501001143 - FILTER, 14 X 20 X 1, PLEATED MDL 40 HI-CAP MERV 10 (14X20X1) |  |  |  | 30 |  | 0 | 0 | September | 2026
B0110-AHU-Q | 001 | 011000000003 | 2026-09-21 00:17 | 1501001113 | FILTER, 18 X 20 X 1 PLEATED MDL 40 HI-CAP MERV 10 (18X20X1) | 1501001113 - FILTER, 18 X 20 X 1 PLEATED MDL 40 HI-CAP MERV 10 (18X20X1) |  |  |  | 2 |  | 4.4699 | 8.9398 | September | 2026
B0110-AHU-Q | 001 | 011000000001 | 2026-09-21 00:17 | 1501001103 | FILTER, 17.25 X 34 X 2, PLEATED MDL 40 HI-CAP MERV 10 (17 1/4 X 34 X 2, 17 1/4X34X2) | 1501001103 - FILTER, 17.25 X 34 X 2, PLEATED MDL 40 HI-CAP MERV 10 (17 1/4 X 34 X 2, 17 1/4X34X2) |  |  |  | 4 |  | 0 | 0 | September | 2026
B0110-AHU-Q | 001 | 011000000003 | 2026-09-21 00:17 | 1501001550 | FILTER, 18 X 25 X 1, (18X25X1), PLEATED MDL 40 HI-CAP MERV 10 | 1501001550 - FILTER, 18 X 25 X 1, (18X25X1), PLEATED MDL 40 HI-CAP MERV 10 |  |  |  | 1 |  | 0 | 0 | September | 2026
B0110-AHU-Q | 001 | 011000000001 | 2026-09-21 00:17 | 1501001113 | FILTER, 18 X 20 X 1 PLEATED MDL 40 HI-CAP MERV 10 (18X20X1) | 1501001113 - FILTER, 18 X 20 X 1 PLEATED MDL 40 HI-CAP MERV 10 (18X20X1) |  |  |  | 2 |  | 4.4699 | 8.9398 | September | 2026
B0110-AHU-Q | 001 | 011000000001 | 2026-09-21 00:17 | 1501001550 | FILTER, 18 X 25 X 1, (18X25X1), PLEATED MDL 40 HI-CAP MERV 10 | 1501001550 - FILTER, 18 X 25 X 1, (18X25X1), PLEATED MDL 40 HI-CAP MERV 10 |  |  |  | 2 |  | 0 | 0 | September | 2026
B8151 RTU SA | 001 | 000006090248 | 2026-09-21 00:23 | 1501002235 | FILTER, 30/30, DUAL 9, HIGH-CAPACITY, MERV 9, 16X20X2 | 1501002235 - FILTER, 30/30, DUAL 9, HIGH-CAPACITY, MERV 9, 16X20X2 |  |  |  | 35 |  | 0 | 0 | September | 2026
B8151 RTU SA | 001 | 000006090249 | 2026-09-21 00:23 | 1501002235 | FILTER, 30/30, DUAL 9, HIGH-CAPACITY, MERV 9, 16X20X2 | 1501002235 - FILTER, 30/30, DUAL 9, HIGH-CAPACITY, MERV 9, 16X20X2 |  |  |  | 35 |  | 0 | 0 | September | 2026
B8151 RTU SA | 001 | 000006090250 | 2026-09-21 00:23 | 1501002235 | FILTER, 30/30, DUAL 9, HIGH-CAPACITY, MERV 9, 16X20X2 | 1501002235 - FILTER, 30/30, DUAL 9, HIGH-CAPACITY, MERV 9, 16X20X2 |  |  |  | 35 |  | 0 | 0 | September | 2026
B8151 VAV S | 001 | 000090002843 | 2026-09-24 00:23 | 1501001143 | FILTER, 14 X 20 X 1, PLEATED MDL 40 HI-CAP MERV 10 (14X20X1) | 1501001143 - FILTER, 14 X 20 X 1, PLEATED MDL 40 HI-CAP MERV 10 (14X20X1) |  |  |  | 1 |  | 0 | 0 | September | 2026
B8151 VAV S | 001 | 000090002859 | 2026-09-24 00:23 | 1501001139 | FILTER, 16 X 20 X 1, PLEATED MDL 40 HI-CAP MERV 10 (16X20X1) (ACTUAL SIZE: 15-1/2"X19-1/2"X3/4") | 1501001139 - FILTER, 16 X 20 X 1, PLEATED MDL 40 HI-CAP MERV 10 (16X20X1) (ACTUAL SIZE: 15-1/2"X19-1/2"X3/4") |  |  |  | 1 |  | 0 | 0 | September | 2026
B8151 VAV S | 001 | 000090002835 | 2026-09-24 00:23 | 1501001143 | FILTER, 14 X 20 X 1, PLEATED MDL 40 HI-CAP MERV 10 (14X20X1) | 1501001143 - FILTER, 14 X 20 X 1, PLEATED MDL 40 HI-CAP MERV 10 (14X20X1) |  |  |  | 1 |  | 0 | 0 | September | 2026
B8151 VAV S | 001 | 000090002834 | 2026-09-24 00:23 | 1501001143 | FILTER, 14 X 20 X 1, PLEATED MDL 40 HI-CAP MERV 10 (14X20X1) | 1501001143 - FILTER, 14 X 20 X 1, PLEATED MDL 40 HI-CAP MERV 10 (14X20X1) |  |  |  | 1 |  | 0 | 0 | September | 2026
B8151 VAV S | 001 | 000090002833 | 2026-09-24 00:23 | 1501001143 | FILTER, 14 X 20 X 1, PLEATED MDL 40 HI-CAP MERV 10 (14X20X1) | 1501001143 - FILTER, 14 X 20 X 1, PLEATED MDL 40 HI-CAP MERV 10 (14X20X1) |  |  |  | 1 |  | 0 | 0 | September | 2026
B8151 VAV S | 001 | 000090002836 | 2026-09-24 00:23 | 1501001143 | FILTER, 14 X 20 X 1, PLEATED MDL 40 HI-CAP MERV 10 (14X20X1) | 1501001143 - FILTER, 14 X 20 X 1, PLEATED MDL 40 HI-CAP MERV 10 (14X20X1) |  |  |  | 1 |  | 0 | 0 | September | 2026
B8151 VAV S | 001 | 000090002844 | 2026-09-24 00:23 | 1501001143 | FILTER, 14 X 20 X 1, PLEATED MDL 40 HI-CAP MERV 10 (14X20X1) | 1501001143 - FILTER, 14 X 20 X 1, PLEATED MDL 40 HI-CAP MERV 10 (14X20X1) |  |  |  | 1 |  | 0 | 0 | September | 2026
B8151 VAV S | 001 | 000090002841 | 2026-09-24 00:23 | 1501001143 | FILTER, 14 X 20 X 1, PLEATED MDL 40 HI-CAP MERV 10 (14X20X1) | 1501001143 - FILTER, 14 X 20 X 1, PLEATED MDL 40 HI-CAP MERV 10 (14X20X1) |  |  |  | 1 |  | 0 | 0 | September | 2026
B8151 VAV S | 001 | 000090002840 | 2026-09-24 00:23 | 1501001143 | FILTER, 14 X 20 X 1, PLEATED MDL 40 HI-CAP MERV 10 (14X20X1) | 1501001143 - FILTER, 14 X 20 X 1, PLEATED MDL 40 HI-CAP MERV 10 (14X20X1) |  |  |  | 1 |  | 0 | 0 | September | 2026
B8151 VAV S | 001 | 000090002845 | 2026-09-24 00:23 | 1501001143 | FILTER, 14 X 20 X 1, PLEATED MDL 40 HI-CAP MERV 10 (14X20X1) | 1501001143 - FILTER, 14 X 20 X 1, PLEATED MDL 40 HI-CAP MERV 10 (14X20X1) |  |  |  | 1 |  | 0 | 0 | September | 2026
B8151 VAV S | 001 | 000090002847 | 2026-09-24 00:23 | 1501001143 | FILTER, 14 X 20 X 1, PLEATED MDL 40 HI-CAP MERV 10 (14X20X1) | 1501001143 - FILTER, 14 X 20 X 1, PLEATED MDL 40 HI-CAP MERV 10 (14X20X1) |  |  |  | 1 |  | 0 | 0 | September | 2026
B8151 VAV S | 001 | 000090002837 | 2026-09-24 00:23 | 1501001143 | FILTER, 14 X 20 X 1, PLEATED MDL 40 HI-CAP MERV 10 (14X20X1) | 1501001143 - FILTER, 14 X 20 X 1, PLEATED MDL 40 HI-CAP MERV 10 (14X20X1) |  |  |  | 1 |  | 0 | 0 | September | 2026
B8151 VAV S | 001 | 000090002839 | 2026-09-24 00:23 | 1501001143 | FILTER, 14 X 20 X 1, PLEATED MDL 40 HI-CAP MERV 10 (14X20X1) | 1501001143 - FILTER, 14 X 20 X 1, PLEATED MDL 40 HI-CAP MERV 10 (14X20X1) |  |  |  | 1 |  | 0 | 0 | September | 2026
B8151 VAV S | 001 | 000090002929 | 2026-09-24 00:23 | 1501001139 | FILTER, 16 X 20 X 1, PLEATED MDL 40 HI-CAP MERV 10 (16X20X1) (ACTUAL SIZE: 15-1/2"X19-1/2"X3/4") | 1501001139 - FILTER, 16 X 20 X 1, PLEATED MDL 40 HI-CAP MERV 10 (16X20X1) (ACTUAL SIZE: 15-1/2"X19-1/2"X3/4") |  |  |  | 1 |  | 0 | 0 | September | 2026
B8151 VAV S | 001 | 000090002930 | 2026-09-24 00:23 | 1501001139 | FILTER, 16 X 20 X 1, PLEATED MDL 40 HI-CAP MERV 10 (16X20X1) (ACTUAL SIZE: 15-1/2"X19-1/2"X3/4") | 1501001139 - FILTER, 16 X 20 X 1, PLEATED MDL 40 HI-CAP MERV 10 (16X20X1) (ACTUAL SIZE: 15-1/2"X19-1/2"X3/4") |  |  |  | 1 |  | 0 | 0 | September | 2026
B8151 VAV S | 001 | 000090002931 | 2026-09-24 00:23 | 1501001139 | FILTER, 16 X 20 X 1, PLEATED MDL 40 HI-CAP MERV 10 (16X20X1) (ACTUAL SIZE: 15-1/2"X19-1/2"X3/4") | 1501001139 - FILTER, 16 X 20 X 1, PLEATED MDL 40 HI-CAP MERV 10 (16X20X1) (ACTUAL SIZE: 15-1/2"X19-1/2"X3/4") |  |  |  | 1 |  | 0 | 0 | September | 2026
B8151 VAV S | 001 | 000090002932 | 2026-09-24 00:23 | 1501001139 | FILTER, 16 X 20 X 1, PLEATED MDL 40 HI-CAP MERV 10 (16X20X1) (ACTUAL SIZE: 15-1/2"X19-1/2"X3/4") | 1501001139 - FILTER, 16 X 20 X 1, PLEATED MDL 40 HI-CAP MERV 10 (16X20X1) (ACTUAL SIZE: 15-1/2"X19-1/2"X3/4") |  |  |  | 1 |  | 0 | 0 | September | 2026
B8151 VAV S | 001 | 000090002933 | 2026-09-24 00:23 | 1501001139 | FILTER, 16 X 20 X 1, PLEATED MDL 40 HI-CAP MERV 10 (16X20X1) (ACTUAL SIZE: 15-1/2"X19-1/2"X3/4") | 1501001139 - FILTER, 16 X 20 X 1, PLEATED MDL 40 HI-CAP MERV 10 (16X20X1) (ACTUAL SIZE: 15-1/2"X19-1/2"X3/4") |  |  |  | 1 |  | 0 | 0 | September | 2026
B8151 VAV S | 001 | 000090002934 | 2026-09-24 00:23 | 1501001139 | FILTER, 16 X 20 X 1, PLEATED MDL 40 HI-CAP MERV 10 (16X20X1) (ACTUAL SIZE: 15-1/2"X19-1/2"X3/4") | 1501001139 - FILTER, 16 X 20 X 1, PLEATED MDL 40 HI-CAP MERV 10 (16X20X1) (ACTUAL SIZE: 15-1/2"X19-1/2"X3/4") |  |  |  | 1 |  | 0 | 0 | September | 2026
B8151 VAV S | 001 | 000090002936 | 2026-09-24 00:23 | 1501001139 | FILTER, 16 X 20 X 1, PLEATED MDL 40 HI-CAP MERV 10 (16X20X1) (ACTUAL SIZE: 15-1/2"X19-1/2"X3/4") | 1501001139 - FILTER, 16 X 20 X 1, PLEATED MDL 40 HI-CAP MERV 10 (16X20X1) (ACTUAL SIZE: 15-1/2"X19-1/2"X3/4") |  |  |  | 1 |  | 0 | 0 | September | 2026
B8151 VAV S | 001 | 000090002937 | 2026-09-24 00:23 | 1501001143 | FILTER, 14 X 20 X 1, PLEATED MDL 40 HI-CAP MERV 10 (14X20X1) | 1501001143 - FILTER, 14 X 20 X 1, PLEATED MDL 40 HI-CAP MERV 10 (14X20X1) |  |  |  | 1 |  | 0 | 0 | September | 2026
B8151 VAV S | 001 | 000090002860 | 2026-09-24 00:23 | 1501001143 | FILTER, 14 X 20 X 1, PLEATED MDL 40 HI-CAP MERV 10 (14X20X1) | 1501001143 - FILTER, 14 X 20 X 1, PLEATED MDL 40 HI-CAP MERV 10 (14X20X1) |  |  |  | 1 |  | 0 | 0 | September | 2026
B8151 VAV S | 001 | 000090002861 | 2026-09-24 00:23 | 1501001143 | FILTER, 14 X 20 X 1, PLEATED MDL 40 HI-CAP MERV 10 (14X20X1) | 1501001143 - FILTER, 14 X 20 X 1, PLEATED MDL 40 HI-CAP MERV 10 (14X20X1) |  |  |  | 1 |  | 0 | 0 | September | 2026
B8151 VAV S | 001 | 000090002862 | 2026-09-24 00:23 | 1501001143 | FILTER, 14 X 20 X 1, PLEATED MDL 40 HI-CAP MERV 10 (14X20X1) | 1501001143 - FILTER, 14 X 20 X 1, PLEATED MDL 40 HI-CAP MERV 10 (14X20X1) |  |  |  | 1 |  | 0 | 0 | September | 2026
B8151 VAV S | 001 | 000090002863 | 2026-09-24 00:23 | 1501001143 | FILTER, 14 X 20 X 1, PLEATED MDL 40 HI-CAP MERV 10 (14X20X1) | 1501001143 - FILTER, 14 X 20 X 1, PLEATED MDL 40 HI-CAP MERV 10 (14X20X1) |  |  |  | 1 |  | 0 | 0 | September | 2026
B8151 VAV S | 001 | 000090002864 | 2026-09-24 00:23 | 1501001143 | FILTER, 14 X 20 X 1, PLEATED MDL 40 HI-CAP MERV 10 (14X20X1) | 1501001143 - FILTER, 14 X 20 X 1, PLEATED MDL 40 HI-CAP MERV 10 (14X20X1) |  |  |  | 1 |  | 0 | 0 | September | 2026
B8151 VAV S | 001 | 000090002865 | 2026-09-24 00:23 | 1501001143 | FILTER, 14 X 20 X 1, PLEATED MDL 40 HI-CAP MERV 10 (14X20X1) | 1501001143 - FILTER, 14 X 20 X 1, PLEATED MDL 40 HI-CAP MERV 10 (14X20X1) |  |  |  | 1 |  | 0 | 0 | September | 2026
B8151 VAV S | 001 | 000090002866 | 2026-09-24 00:23 | 1501001143 | FILTER, 14 X 20 X 1, PLEATED MDL 40 HI-CAP MERV 10 (14X20X1) | 1501001143 - FILTER, 14 X 20 X 1, PLEATED MDL 40 HI-CAP MERV 10 (14X20X1) |  |  |  | 1 |  | 0 | 0 | September | 2026
B8151 VAV S | 001 | 000090002867 | 2026-09-24 00:23 | 1501001143 | FILTER, 14 X 20 X 1, PLEATED MDL 40 HI-CAP MERV 10 (14X20X1) | 1501001143 - FILTER, 14 X 20 X 1, PLEATED MDL 40 HI-CAP MERV 10 (14X20X1) |  |  |  | 1 |  | 0 | 0 | September | 2026
B8151 VAV S | 001 | 000090002868 | 2026-09-24 00:23 | 1501001143 | FILTER, 14 X 20 X 1, PLEATED MDL 40 HI-CAP MERV 10 (14X20X1) | 1501001143 - FILTER, 14 X 20 X 1, PLEATED MDL 40 HI-CAP MERV 10 (14X20X1) |  |  |  | 1 |  | 0 | 0 | September | 2026
B8151 VAV S | 001 | 000090002869 | 2026-09-24 00:23 | 1501001143 | FILTER, 14 X 20 X 1, PLEATED MDL 40 HI-CAP MERV 10 (14X20X1) | 1501001143 - FILTER, 14 X 20 X 1, PLEATED MDL 40 HI-CAP MERV 10 (14X20X1) |  |  |  | 1 |  | 0 | 0 | September | 2026
B8151 VAV S | 001 | 000090002870 | 2026-09-24 00:23 | 1501001143 | FILTER, 14 X 20 X 1, PLEATED MDL 40 HI-CAP MERV 10 (14X20X1) | 1501001143 - FILTER, 14 X 20 X 1, PLEATED MDL 40 HI-CAP MERV 10 (14X20X1) |  |  |  | 1 |  | 0 | 0 | September | 2026
B8151 VAV S | 001 | 000090002871 | 2026-09-24 00:23 | 1501001143 | FILTER, 14 X 20 X 1, PLEATED MDL 40 HI-CAP MERV 10 (14X20X1) | 1501001143 - FILTER, 14 X 20 X 1, PLEATED MDL 40 HI-CAP MERV 10 (14X20X1) |  |  |  | 1 |  | 0 | 0 | September | 2026
B8151 VAV S | 001 | 000090002872 | 2026-09-24 00:23 | 1501001143 | FILTER, 14 X 20 X 1, PLEATED MDL 40 HI-CAP MERV 10 (14X20X1) | 1501001143 - FILTER, 14 X 20 X 1, PLEATED MDL 40 HI-CAP MERV 10 (14X20X1) |  |  |  | 1 |  | 0 | 0 | September | 2026
B8151 VAV S | 001 | 000090002873 | 2026-09-24 00:23 | 1501001143 | FILTER, 14 X 20 X 1, PLEATED MDL 40 HI-CAP MERV 10 (14X20X1) | 1501001143 - FILTER, 14 X 20 X 1, PLEATED MDL 40 HI-CAP MERV 10 (14X20X1) |  |  |  | 1 |  | 0 | 0 | September | 2026
B8151 VAV S | 001 | 000090002886 | 2026-09-24 00:23 | 1501001143 | FILTER, 14 X 20 X 1, PLEATED MDL 40 HI-CAP MERV 10 (14X20X1) | 1501001143 - FILTER, 14 X 20 X 1, PLEATED MDL 40 HI-CAP MERV 10 (14X20X1) |  |  |  | 1 |  | 0 | 0 | September | 2026
B8151 VAV S | 001 | 000090002887 | 2026-09-24 00:23 | 1501001143 | FILTER, 14 X 20 X 1, PLEATED MDL 40 HI-CAP MERV 10 (14X20X1) | 1501001143 - FILTER, 14 X 20 X 1, PLEATED MDL 40 HI-CAP MERV 10 (14X20X1) |  |  |  | 1 |  | 0 | 0 | September | 2026
B8151 VAV S | 001 | 000090002888 | 2026-09-24 00:23 | 1501001139 | FILTER, 16 X 20 X 1, PLEATED MDL 40 HI-CAP MERV 10 (16X20X1) (ACTUAL SIZE: 15-1/2"X19-1/2"X3/4") | 1501001139 - FILTER, 16 X 20 X 1, PLEATED MDL 40 HI-CAP MERV 10 (16X20X1) (ACTUAL SIZE: 15-1/2"X19-1/2"X3/4") |  |  |  | 1 |  | 0 | 0 | September | 2026
B8151 VAV S | 001 | 000090002889 | 2026-09-24 00:23 | 1501001143 | FILTER, 14 X 20 X 1, PLEATED MDL 40 HI-CAP MERV 10 (14X20X1) | 1501001143 - FILTER, 14 X 20 X 1, PLEATED MDL 40 HI-CAP MERV 10 (14X20X1) |  |  |  | 1 |  | 0 | 0 | September | 2026
B8151 VAV S | 001 | 000090002890 | 2026-09-24 00:23 | 1501001143 | FILTER, 14 X 20 X 1, PLEATED MDL 40 HI-CAP MERV 10 (14X20X1) | 1501001143 - FILTER, 14 X 20 X 1, PLEATED MDL 40 HI-CAP MERV 10 (14X20X1) |  |  |  | 1 |  | 0 | 0 | September | 2026
B8151 VAV S | 001 | 000090002891 | 2026-09-24 00:23 | 1501001143 | FILTER, 14 X 20 X 1, PLEATED MDL 40 HI-CAP MERV 10 (14X20X1) | 1501001143 - FILTER, 14 X 20 X 1, PLEATED MDL 40 HI-CAP MERV 10 (14X20X1) |  |  |  | 1 |  | 0 | 0 | September | 2026
B8151 VAV S | 001 | 000090002892 | 2026-09-24 00:23 | 1501001143 | FILTER, 14 X 20 X 1, PLEATED MDL 40 HI-CAP MERV 10 (14X20X1) | 1501001143 - FILTER, 14 X 20 X 1, PLEATED MDL 40 HI-CAP MERV 10 (14X20X1) |  |  |  | 1 |  | 0 | 0 | September | 2026
B8151 VAV S | 001 | 000090002893 | 2026-09-24 00:23 | 1501001143 | FILTER, 14 X 20 X 1, PLEATED MDL 40 HI-CAP MERV 10 (14X20X1) | 1501001143 - FILTER, 14 X 20 X 1, PLEATED MDL 40 HI-CAP MERV 10 (14X20X1) |  |  |  | 1 |  | 0 | 0 | September | 2026
B8151 VAV S | 001 | 000090002894 | 2026-09-24 00:23 | 1501001143 | FILTER, 14 X 20 X 1, PLEATED MDL 40 HI-CAP MERV 10 (14X20X1) | 1501001143 - FILTER, 14 X 20 X 1, PLEATED MDL 40 HI-CAP MERV 10 (14X20X1) |  |  |  | 1 |  | 0 | 0 | September | 2026
B8151 VAV S | 001 | 000090002895 | 2026-09-24 00:23 | 1501001143 | FILTER, 14 X 20 X 1, PLEATED MDL 40 HI-CAP MERV 10 (14X20X1) | 1501001143 - FILTER, 14 X 20 X 1, PLEATED MDL 40 HI-CAP MERV 10 (14X20X1) |  |  |  | 1 |  | 0 | 0 | September | 2026
B8151 VAV S | 001 | 000090002896 | 2026-09-24 00:23 | 1501001143 | FILTER, 14 X 20 X 1, PLEATED MDL 40 HI-CAP MERV 10 (14X20X1) | 1501001143 - FILTER, 14 X 20 X 1, PLEATED MDL 40 HI-CAP MERV 10 (14X20X1) |  |  |  | 1 |  | 0 | 0 | September | 2026
B8151 VAV S | 001 | 000090002897 | 2026-09-24 00:23 | 1501001143 | FILTER, 14 X 20 X 1, PLEATED MDL 40 HI-CAP MERV 10 (14X20X1) | 1501001143 - FILTER, 14 X 20 X 1, PLEATED MDL 40 HI-CAP MERV 10 (14X20X1) |  |  |  | 1 |  | 0 | 0 | September | 2026
B8151 VAV S | 001 | 000090002898 | 2026-09-24 00:23 | 1501001143 | FILTER, 14 X 20 X 1, PLEATED MDL 40 HI-CAP MERV 10 (14X20X1) | 1501001143 - FILTER, 14 X 20 X 1, PLEATED MDL 40 HI-CAP MERV 10 (14X20X1) |  |  |  | 1 |  | 0 | 0 | September | 2026
B8151 VAV S | 001 | 000090002899 | 2026-09-24 00:23 | 1501001143 | FILTER, 14 X 20 X 1, PLEATED MDL 40 HI-CAP MERV 10 (14X20X1) | 1501001143 - FILTER, 14 X 20 X 1, PLEATED MDL 40 HI-CAP MERV 10 (14X20X1) |  |  |  | 1 |  | 0 | 0 | September | 2026
B8151 VAV S | 001 | 000090002927 | 2026-09-24 00:23 | 1501001139 | FILTER, 16 X 20 X 1, PLEATED MDL 40 HI-CAP MERV 10 (16X20X1) (ACTUAL SIZE: 15-1/2"X19-1/2"X3/4") | 1501001139 - FILTER, 16 X 20 X 1, PLEATED MDL 40 HI-CAP MERV 10 (16X20X1) (ACTUAL SIZE: 15-1/2"X19-1/2"X3/4") |  |  |  | 1 |  | 0 | 0 | September | 2026
B8151 VAV S | 001 | 000090002928 | 2026-09-24 00:23 | 1501001139 | FILTER, 16 X 20 X 1, PLEATED MDL 40 HI-CAP MERV 10 (16X20X1) (ACTUAL SIZE: 15-1/2"X19-1/2"X3/4") | 1501001139 - FILTER, 16 X 20 X 1, PLEATED MDL 40 HI-CAP MERV 10 (16X20X1) (ACTUAL SIZE: 15-1/2"X19-1/2"X3/4") |  |  |  | 1 |  | 0 | 0 | September | 2026
B8151 VAV S | 001 | 000090002842 | 2026-09-24 00:23 | 1501001143 | FILTER, 14 X 20 X 1, PLEATED MDL 40 HI-CAP MERV 10 (14X20X1) | 1501001143 - FILTER, 14 X 20 X 1, PLEATED MDL 40 HI-CAP MERV 10 (14X20X1) |  |  |  | 1 |  | 0 | 0 | September | 2026
B8151 VAV S | 001 | 000090002846 | 2026-09-24 00:23 | 1501001143 | FILTER, 14 X 20 X 1, PLEATED MDL 40 HI-CAP MERV 10 (14X20X1) | 1501001143 - FILTER, 14 X 20 X 1, PLEATED MDL 40 HI-CAP MERV 10 (14X20X1) |  |  |  | 1 |  | 0 | 0 | September | 2026
B0109-AHU-Q | 001 | 010900000001 | 2026-09-28 00:17 | 1501001491 | FILTER, 20 X 34 X 1, PLEATED MDL 40 HI-CAP MERV 10 (20X34X1) | 1501001491 - FILTER, 20 X 34 X 1, PLEATED MDL 40 HI-CAP MERV 10 (20X34X1) |  |  |  | 4 |  | 9.6107 | 38.4428 | September | 2026
B0109-AHU-Q | 001 | 010900000002 | 2026-09-28 00:17 | 1501001143 | FILTER, 14 X 20 X 1, PLEATED MDL 40 HI-CAP MERV 10 (14X20X1) | 1501001143 - FILTER, 14 X 20 X 1, PLEATED MDL 40 HI-CAP MERV 10 (14X20X1) |  |  |  | 29 |  | 0 | 0 | September | 2026
B0109-AHU-Q | 001 | 010900000003 | 2026-09-28 00:17 | 1501001143 | FILTER, 14 X 20 X 1, PLEATED MDL 40 HI-CAP MERV 10 (14X20X1) | 1501001143 - FILTER, 14 X 20 X 1, PLEATED MDL 40 HI-CAP MERV 10 (14X20X1) |  |  |  | 29 |  | 0 | 0 | September | 2026
B0109-AHU-Q | 001 | 010900000001 | 2026-09-28 00:17 | 1501001103 | FILTER, 17.25 X 34 X 2, PLEATED MDL 40 HI-CAP MERV 10 (17 1/4 X 34 X 2, 17 1/4X34X2) | 1501001103 - FILTER, 17.25 X 34 X 2, PLEATED MDL 40 HI-CAP MERV 10 (17 1/4 X 34 X 2, 17 1/4X34X2) |  |  |  | 4 |  | 0 | 0 | September | 2026
B0109-AHU-Q | 001 | 010900000002 | 2026-09-28 00:17 | 1501001113 | FILTER, 18 X 20 X 1 PLEATED MDL 40 HI-CAP MERV 10 (18X20X1) | 1501001113 - FILTER, 18 X 20 X 1 PLEATED MDL 40 HI-CAP MERV 10 (18X20X1) |  |  |  | 4 |  | 4.4699 | 17.8796 | September | 2026
B0109-AHU-Q | 001 | 010900000003 | 2026-09-28 00:17 | 1501001113 | FILTER, 18 X 20 X 1 PLEATED MDL 40 HI-CAP MERV 10 (18X20X1) | 1501001113 - FILTER, 18 X 20 X 1 PLEATED MDL 40 HI-CAP MERV 10 (18X20X1) |  |  |  | 4 |  | 4.4699 | 17.8796 | September | 2026
B0109-AHU-Q | 001 | 010900000001 | 2026-09-28 00:17 | 1501001113 | FILTER, 18 X 20 X 1 PLEATED MDL 40 HI-CAP MERV 10 (18X20X1) | 1501001113 - FILTER, 18 X 20 X 1 PLEATED MDL 40 HI-CAP MERV 10 (18X20X1) |  |  |  | 3 |  | 4.4699 | 13.4097 | September | 2026
B0109-AHU-Q | 001 | 010900000001 | 2026-09-28 00:17 | 1501001143 | FILTER, 14 X 20 X 1, PLEATED MDL 40 HI-CAP MERV 10 (14X20X1) | 1501001143 - FILTER, 14 X 20 X 1, PLEATED MDL 40 HI-CAP MERV 10 (14X20X1) |  |  |  | 20 |  | 0 | 0 | September | 2026
B0109-AHU-Q | 001 | 010900000001 | 2026-09-28 00:17 | 1501001133 | FILTER, 20 X 20 X 1, PLEATED MDL 40 STANDARD MERV 10 (20X20X1) | 1501001133 - FILTER, 20 X 20 X 1, PLEATED MDL 40 STANDARD MERV 10 (20X20X1) |  |  |  | 1 |  | 0 | 0 | September | 2026
B0109-AHU-Q | 001 | 010900000001 | 2026-09-28 00:17 | 1501001481 | FILTER, 15 X 30 X 2, PLEATED MDL 40 HI-CAP MERV 10 (15X30X2) | 1501001481 - FILTER, 15 X 30 X 2, PLEATED MDL 40 HI-CAP MERV 10 (15X30X2) |  |  |  | 4 |  | 0 | 0 | September | 2026
B0109-AHU-Q | 001 | 010900000001 | 2026-09-28 00:17 | 1501001550 | FILTER, 18 X 25 X 1, (18X25X1), PLEATED MDL 40 HI-CAP MERV 10 | 1501001550 - FILTER, 18 X 25 X 1, (18X25X1), PLEATED MDL 40 HI-CAP MERV 10 |  |  |  | 1 |  | 0 | 0 | September | 2026
0120 STRO SEMI | 001 | 000000002232 | 2026-10-01 | 1501001396 | BELT, #BX-41, BX41 (COG TYPE) | 1501001396 - BELT, #BX-41, BX41 (COG TYPE) |  |  |  | 1 |  | 0 | 0 | October | 2026
B0350 DAHU1 Q | 001 | 000000160000 | 2026-10-01 | 1501001135 | FILTER, 20 X 21 X 1, PLEATED MDL 40 HI-CAP MERV 10 (20X21X1) | 1501001135 - FILTER, 20 X 21 X 1, PLEATED MDL 40 HI-CAP MERV 10 (20X21X1) |  |  |  | 1 |  | 5.69 | 5.69 | October | 2026
B0016E DAHU7 Q | 001 | 000090003108 | 2026-10-01 00:12 | 1501001881 | FILTER, 22 X 24 X 1, PLEATED MDL 40 HI-CAP MERV 10 (22X24X1) | 1501001881 - FILTER, 22 X 24 X 1, PLEATED MDL 40 HI-CAP MERV 10 (22X24X1) |  |  |  | 1 |  | 0 | 0 | October | 2026
B004A AHU 1-1 S | 001 | 000007091562 | 2026-10-01 00:15 | 1501002232 | FILTER, 30/30, DUAL 9, HIGH-CAPACITY, MERV 9, 20X20X2 | 1501002232 - FILTER, 30/30, DUAL 9, HIGH-CAPACITY, MERV 9, 20X20X2 |  |  |  | 1 |  | 0 | 0 | October | 2026
B0129 T1 F7 Q | 001 | 012900000007 | 2026-10-01 00:19 | 1501001129 | FILTER, 22 X 22 X 1, PLEATED MDL 40 HI-CAP MERV 10 (22X22X1) | 1501001129 - FILTER, 22 X 22 X 1, PLEATED MDL 40 HI-CAP MERV 10 (22X22X1) |  |  |  | 17 |  | 6.6198 | 112.5366 | October | 2026
B0129 T1 F7 Q | 001 | 012900000007 | 2026-10-01 00:19 | 1501001133 | FILTER, 20 X 20 X 1, PLEATED MDL 40 STANDARD MERV 10 (20X20X1) | 1501001133 - FILTER, 20 X 20 X 1, PLEATED MDL 40 STANDARD MERV 10 (20X20X1) |  |  |  | 2 |  | 0 | 0 | October | 2026
B0129 T1 F7 Q | 001 | 012900000007 | 2026-10-01 00:19 | 1501001111 | FILTER, 18 X 18 X 1, PLEATED MDL 40 HI-CAP MERV 10 (18X18X1) | 1501001111 - FILTER, 18 X 18 X 1, PLEATED MDL 40 HI-CAP MERV 10 (18X18X1) |  |  |  | 1 |  | 0 | 0 | October | 2026
B0138 FLT M | 001 | 013801040000 | 2026-10-02 00:19 | 1501001133 | FILTER, 20 X 20 X 1, PLEATED MDL 40 STANDARD MERV 10 (20X20X1) | 1501001133 - FILTER, 20 X 20 X 1, PLEATED MDL 40 STANDARD MERV 10 (20X20X1) |  |  |  | 4 |  | 0 | 0 | October | 2026
B8126 CRU-2 A-1 | 001 | 000000314029 | 2026-10-02 00:23 | 1501001911 | FILTER, 16 X 25 X 4, PLEATED MDL 40 HI-CAP MERV 10 (16X25X4) | 1501001911 - FILTER, 16 X 25 X 4, PLEATED MDL 40 HI-CAP MERV 10 (16X25X4) |  |  |  | 7 |  | 0 | 0 | October | 2026
B8126 CRU-3 A-1 | 001 | 000000314030 | 2026-10-02 00:23 | 1501001911 | FILTER, 16 X 25 X 4, PLEATED MDL 40 HI-CAP MERV 10 (16X25X4) | 1501001911 - FILTER, 16 X 25 X 4, PLEATED MDL 40 HI-CAP MERV 10 (16X25X4) |  |  |  | 7 |  | 0 | 0 | October | 2026
B0016E DAHU6 Q | 001 | 000090003107 | 2026-10-05 | 1501002214 | FILTER, 21.5 X 23.5 X 1, PLEATED MDL 40 HI-CAP MERV 10 (21.5X23.5X1, 21 1/2 X 23 1/2 X 1, 21 1/2X23 1/2X1) | 1501002214 - FILTER, 21.5 X 23.5 X 1, PLEATED MDL 40 HI-CAP MERV 10 (21.5X23.5X1, 21 1/2 X 23 1/2 X 1, 21 1/2X23 1/2X1) |  |  |  | 1 |  | 4.45 | 4.45 | October | 2026
EF S-1 SU B RF | 001 | 000090002681 | 2026-10-05 | 1501001280 | BELT, #3L190 | 1501001280 - BELT, #3L190 |  |  |  | 1 |  | 6.095 | 6.095 | October | 2026
EF S-1 SU B RF | 001 | 000090002667 | 2026-10-05 | 1501001261 | BELT, #3L260 | 1501001261 - BELT, #3L260 |  |  |  | 1 |  | 1.9678 | 1.9678 | October | 2026
0120 EXFB SEMI | 001 | 000000002232 | 2026-10-05 00:07 | 1501001396 | BELT, #BX-41, BX41 (COG TYPE) | 1501001396 - BELT, #BX-41, BX41 (COG TYPE) |  |  |  | 1 |  | 0 | 0 | October | 2026
AHU MT8 0.5HR | 001 | 011500000001 | 2026-10-05 00:10 | 1501001275 | FILTER, 16.5 X 21.5 X 1, PLEATED MDL 40 STANDARD MERV 10 (16 1/2 X 21 1/2 X 1, 16 1/2X21 1/2X1) | 1501001275 - FILTER, 16.5 X 21.5 X 1, PLEATED MDL 40 STANDARD MERV 10 (16 1/2 X 21 1/2 X 1, 16 1/2X21 1/2X1) |  |  |  | 1 |  | 0 | 0 | October | 2026
B0049 AHUHP6 Q | 001 | 000000035017 | 2026-10-05 00:13 | 1501001139 | FILTER, 16 X 20 X 1, PLEATED MDL 40 HI-CAP MERV 10 (16X20X1) (ACTUAL SIZE: 15-1/2"X19-1/2"X3/4") | 1501001139 - FILTER, 16 X 20 X 1, PLEATED MDL 40 HI-CAP MERV 10 (16X20X1) (ACTUAL SIZE: 15-1/2"X19-1/2"X3/4") |  |  |  | 1 |  | 0 | 0 | October | 2026
B0129 T1 F1 Q | 001 | 012900000001 | 2026-10-05 00:19 | 1501001129 | FILTER, 22 X 22 X 1, PLEATED MDL 40 HI-CAP MERV 10 (22X22X1) | 1501001129 - FILTER, 22 X 22 X 1, PLEATED MDL 40 HI-CAP MERV 10 (22X22X1) |  |  |  | 20 |  | 6.6198 | 132.396 | October | 2026
B0129 T1 F1 Q | 001 | 012900000001 | 2026-10-05 00:19 | 1501001133 | FILTER, 20 X 20 X 1, PLEATED MDL 40 STANDARD MERV 10 (20X20X1) | 1501001133 - FILTER, 20 X 20 X 1, PLEATED MDL 40 STANDARD MERV 10 (20X20X1) |  |  |  | 5 |  | 0 | 0 | October | 2026
B0129 T1 F1 Q | 001 | 012900000001 | 2026-10-05 00:19 | 1501001112 | FILTER, 18 X 24 X 1, PLEATED MDL 40 HI-CAP MERV 10 (18X24X1, 24X18X1, 24 X 18 X 1) | 1501001112 - FILTER, 18 X 24 X 1, PLEATED MDL 40 HI-CAP MERV 10 (18X24X1, 24X18X1, 24 X 18 X 1) |  |  |  | 2 |  | 0 | 0 | October | 2026
B0129 T1 F2 Q | 001 | 012900000002 | 2026-10-05 00:19 | 1501001129 | FILTER, 22 X 22 X 1, PLEATED MDL 40 HI-CAP MERV 10 (22X22X1) | 1501001129 - FILTER, 22 X 22 X 1, PLEATED MDL 40 HI-CAP MERV 10 (22X22X1) |  |  |  | 20 |  | 6.6198 | 132.396 | October | 2026
B0129 T1 F2 Q | 001 | 012900000002 | 2026-10-05 00:19 | 1501001133 | FILTER, 20 X 20 X 1, PLEATED MDL 40 STANDARD MERV 10 (20X20X1) | 1501001133 - FILTER, 20 X 20 X 1, PLEATED MDL 40 STANDARD MERV 10 (20X20X1) |  |  |  | 3 |  | 0 | 0 | October | 2026
EF S-1 CMSS B | 001 | 000000070008 | 2026-10-06 | 1501001303 | BELT, #4L390 | 1501001303 - BELT, #4L390 |  |  |  | 1 |  | 0 | 0 | October | 2026
B0129 T1 F3 Q | 001 | 012900000003 | 2026-10-06 00:19 | 1501001129 | FILTER, 22 X 22 X 1, PLEATED MDL 40 HI-CAP MERV 10 (22X22X1) | 1501001129 - FILTER, 22 X 22 X 1, PLEATED MDL 40 HI-CAP MERV 10 (22X22X1) |  |  |  | 20 |  | 6.6198 | 132.396 | October | 2026
B0129 T1 F3 Q | 001 | 012900000003 | 2026-10-06 00:19 | 1501001133 | FILTER, 20 X 20 X 1, PLEATED MDL 40 STANDARD MERV 10 (20X20X1) | 1501001133 - FILTER, 20 X 20 X 1, PLEATED MDL 40 STANDARD MERV 10 (20X20X1) |  |  |  | 3 |  | 0 | 0 | October | 2026
B0129 T1 F4 Q | 001 | 012900000004 | 2026-10-06 00:19 | 1501001129 | FILTER, 22 X 22 X 1, PLEATED MDL 40 HI-CAP MERV 10 (22X22X1) | 1501001129 - FILTER, 22 X 22 X 1, PLEATED MDL 40 HI-CAP MERV 10 (22X22X1) |  |  |  | 20 |  | 6.6198 | 132.396 | October | 2026
B0129 T1 F4 Q | 001 | 012900000004 | 2026-10-06 00:19 | 1501001133 | FILTER, 20 X 20 X 1, PLEATED MDL 40 STANDARD MERV 10 (20X20X1) | 1501001133 - FILTER, 20 X 20 X 1, PLEATED MDL 40 STANDARD MERV 10 (20X20X1) |  |  |  | 3 |  | 0 | 0 | October | 2026
FCU BM NV | 001 | 000000316147 | 2026-10-06 00:26 | 1501002214 | FILTER, 21.5 X 23.5 X 1, PLEATED MDL 40 HI-CAP MERV 10 (21.5X23.5X1, 21 1/2 X 23 1/2 X 1, 21 1/2X23 1/2X1) | 1501002214 - FILTER, 21.5 X 23.5 X 1, PLEATED MDL 40 HI-CAP MERV 10 (21.5X23.5X1, 21 1/2 X 23 1/2 X 1, 21 1/2X23 1/2X1) |  |  |  | 1 |  | 4.45 | 4.45 | October | 2026
B0117 PU-1 Q | 001 | 000000106000 | 2026-10-07 | 1501002237 | FILTER, 30/30, DUAL 9, HIGH-CAPACITY, MERV 9, 20X25X2 | 1501002237 - FILTER, 30/30, DUAL 9, HIGH-CAPACITY, MERV 9, 20X25X2 |  |  |  | 6 |  | 16.46 | 98.76 | October | 2026
B0117 PU-2 Q | 001 | 000000106001 | 2026-10-07 | 1501002237 | FILTER, 30/30, DUAL 9, HIGH-CAPACITY, MERV 9, 20X25X2 | 1501002237 - FILTER, 30/30, DUAL 9, HIGH-CAPACITY, MERV 9, 20X25X2 |  |  |  | 6 |  | 16.46 | 98.76 | October | 2026
B0016E DAHU1 Q | 001 | 000000005468 | 2026-10-07 00:12 | 1501001139 | FILTER, 16 X 20 X 1, PLEATED MDL 40 HI-CAP MERV 10 (16X20X1) (ACTUAL SIZE: 15-1/2"X19-1/2"X3/4") | 1501001139 - FILTER, 16 X 20 X 1, PLEATED MDL 40 HI-CAP MERV 10 (16X20X1) (ACTUAL SIZE: 15-1/2"X19-1/2"X3/4") |  |  |  | 1 |  | 0 | 0 | October | 2026
B0016E DAHU3 Q | 001 | 000090003095 | 2026-10-07 00:12 | 1501001928 | FILTER, 20 X 22 X 1, PLEATED MDL 40 HI-CAP MERV 10 (20X22X1) | 1501001928 - FILTER, 20 X 22 X 1, PLEATED MDL 40 HI-CAP MERV 10 (20X22X1) |  |  |  | 1 |  | 1 | 1 | October | 2026
B0016E DAHU5 Q | 001 | 000090003106 | 2026-10-07 00:12 | 1501002214 | FILTER, 21.5 X 23.5 X 1, PLEATED MDL 40 HI-CAP MERV 10 (21.5X23.5X1, 21 1/2 X 23 1/2 X 1, 21 1/2X23 1/2X1) | 1501002214 - FILTER, 21.5 X 23.5 X 1, PLEATED MDL 40 HI-CAP MERV 10 (21.5X23.5X1, 21 1/2 X 23 1/2 X 1, 21 1/2X23 1/2X1) |  |  |  | 1 |  | 4.45 | 4.45 | October | 2026
B0129 T1 F5 Q | 001 | 012900000005 | 2026-10-07 00:19 | 1501001129 | FILTER, 22 X 22 X 1, PLEATED MDL 40 HI-CAP MERV 10 (22X22X1) | 1501001129 - FILTER, 22 X 22 X 1, PLEATED MDL 40 HI-CAP MERV 10 (22X22X1) |  |  |  | 20 |  | 6.6198 | 132.396 | October | 2026
B0129 T1 F5 Q | 001 | 012900000005 | 2026-10-07 00:19 | 1501001133 | FILTER, 20 X 20 X 1, PLEATED MDL 40 STANDARD MERV 10 (20X20X1) | 1501001133 - FILTER, 20 X 20 X 1, PLEATED MDL 40 STANDARD MERV 10 (20X20X1) |  |  |  | 3 |  | 0 | 0 | October | 2026
B0129 T1 F6 Q | 001 | 012900000006 | 2026-10-07 00:19 | 1501001129 | FILTER, 22 X 22 X 1, PLEATED MDL 40 HI-CAP MERV 10 (22X22X1) | 1501001129 - FILTER, 22 X 22 X 1, PLEATED MDL 40 HI-CAP MERV 10 (22X22X1) |  |  |  | 17 |  | 6.6198 | 112.5366 | October | 2026
B0129 T1 F6 Q | 001 | 012900000006 | 2026-10-07 00:19 | 1501001133 | FILTER, 20 X 20 X 1, PLEATED MDL 40 STANDARD MERV 10 (20X20X1) | 1501001133 - FILTER, 20 X 20 X 1, PLEATED MDL 40 STANDARD MERV 10 (20X20X1) |  |  |  | 3 |  | 0 | 0 | October | 2026
B0130 T2 F7 Q | 001 | 013000000007 | 2026-10-08 00:19 | 1501001129 | FILTER, 22 X 22 X 1, PLEATED MDL 40 HI-CAP MERV 10 (22X22X1) | 1501001129 - FILTER, 22 X 22 X 1, PLEATED MDL 40 HI-CAP MERV 10 (22X22X1) |  |  |  | 21 |  | 6.6198 | 139.0158 | October | 2026
B0130 T2 F7 Q | 001 | 013000000007 | 2026-10-08 00:19 | 1501001111 | FILTER, 18 X 18 X 1, PLEATED MDL 40 HI-CAP MERV 10 (18X18X1) | 1501001111 - FILTER, 18 X 18 X 1, PLEATED MDL 40 HI-CAP MERV 10 (18X18X1) |  |  |  | 1 |  | 0 | 0 | October | 2026
B0019 AHU1 A | 001 | 000000012000 | 2026-10-09 00:12 | 1501002239 | FILTER, 30/30, DUAL 9, HIGH-CAPACITY, MERV 9, 12X24X4 | 1501002239 - FILTER, 30/30, DUAL 9, HIGH-CAPACITY, MERV 9, 12X24X4 |  |  |  | 3 |  | 21.2707 | 63.8121 | October | 2026
B0019 AHU1 A | 001 | 000000012000 | 2026-10-09 00:12 | 1501002242 | FILTER, 30/30, DUAL 9, HIGH-CAPACITY, MERV 9, 20X24X4 | 1501002242 - FILTER, 30/30, DUAL 9, HIGH-CAPACITY, MERV 9, 20X24X4 |  |  |  | 6 |  | 0 | 0 | October | 2026
B0019 AHU1 A | 001 | 000000012000 | 2026-10-09 00:12 | 1501002250 | FILTER, 30/30, DUAL 9, HIGH-CAPACITY, MERV 9, 16X20X4 | 1501002250 - FILTER, 30/30, DUAL 9, HIGH-CAPACITY, MERV 9, 16X20X4 |  |  |  | 2 |  | 0 | 0 | October | 2026
B0052 AHU-4-SMA | 001 | 000006093842 | 2026-10-09 00:14 | 1501002241 | FILTER, 30/30, DUAL 9, HIGH-CAPACITY, MERV 9, 20X20X4 | 1501002241 - FILTER, 30/30, DUAL 9, HIGH-CAPACITY, MERV 9, 20X20X4 |  |  |  | 6 |  | 0 | 0 | October | 2026
B0052 AHU-4-SMA | 001 | 000006093842 | 2026-10-09 00:14 | 1501002250 | FILTER, 30/30, DUAL 9, HIGH-CAPACITY, MERV 9, 16X20X4 | 1501002250 - FILTER, 30/30, DUAL 9, HIGH-CAPACITY, MERV 9, 16X20X4 |  |  |  | 2 |  | 0 | 0 | October | 2026
B0052 AHU-4-SMA | 001 | 000006093842 | 2026-10-09 00:14 | 1501002239 | FILTER, 30/30, DUAL 9, HIGH-CAPACITY, MERV 9, 12X24X4 | 1501002239 - FILTER, 30/30, DUAL 9, HIGH-CAPACITY, MERV 9, 12X24X4 |  |  |  | 3 |  | 21.2707 | 63.8121 | October | 2026
B0016A DAHU3 Q | 001 | 000090002443 | 2026-10-12 | 1501001928 | FILTER, 20 X 22 X 1, PLEATED MDL 40 HI-CAP MERV 10 (20X22X1) | 1501001928 - FILTER, 20 X 22 X 1, PLEATED MDL 40 HI-CAP MERV 10 (20X22X1) |  |  |  | 1 |  | 1 | 1 | October | 2026
B0033 FCU WF S | 001 | 000004090027 | 2026-10-12 00:12 | 1501001213 | FILTER, 8 X 16 X 1, PLEATED MDL 40 HI-CAP MERV 10 (8X16X1) | 1501001213 - FILTER, 8 X 16 X 1, PLEATED MDL 40 HI-CAP MERV 10 (8X16X1) |  |  |  | 2 |  | 4.8546 | 9.7092 | October | 2026
B0130 T2 F1 Q | 001 | 013000000001 | 2026-10-12 00:19 | 1501001129 | FILTER, 22 X 22 X 1, PLEATED MDL 40 HI-CAP MERV 10 (22X22X1) | 1501001129 - FILTER, 22 X 22 X 1, PLEATED MDL 40 HI-CAP MERV 10 (22X22X1) |  |  |  | 20 |  | 6.6198 | 132.396 | October | 2026
B0130 T2 F1 Q | 001 | 013000000001 | 2026-10-12 00:19 | 1501001876 | FILTER, 16 X 24 X 1, PLEATED MDL 40 HI-CAP MERV 10 (16X24X1) | 1501001876 - FILTER, 16 X 24 X 1, PLEATED MDL 40 HI-CAP MERV 10 (16X24X1) |  |  |  | 2 |  | 4.1762 | 8.3524 | October | 2026
B0130 T2 F1 Q | 001 | 013000000001 | 2026-10-12 00:19 | 1501001111 | FILTER, 18 X 18 X 1, PLEATED MDL 40 HI-CAP MERV 10 (18X18X1) | 1501001111 - FILTER, 18 X 18 X 1, PLEATED MDL 40 HI-CAP MERV 10 (18X18X1) |  |  |  | 1 |  | 0 | 0 | October | 2026
B0130 T2 F2 Q | 001 | 013000000002 | 2026-10-12 00:19 | 1501001129 | FILTER, 22 X 22 X 1, PLEATED MDL 40 HI-CAP MERV 10 (22X22X1) | 1501001129 - FILTER, 22 X 22 X 1, PLEATED MDL 40 HI-CAP MERV 10 (22X22X1) |  |  |  | 22 |  | 6.6198 | 145.6356 | October | 2026
B0152 AHU-1 M1 | 001 | 000000127000 | 2026-10-12 00:19 | 1501002247 | FILTER, 30/30, DUAL 9, HIGH-CAPACITY, MERV 9, 24X24X4 | 1501002247 - FILTER, 30/30, DUAL 9, HIGH-CAPACITY, MERV 9, 24X24X4 |  |  |  | 12 |  | 0 | 0 | October | 2026
B0152 AHU-1 M1 | 001 | 000000127000 | 2026-10-12 00:19 | 1501003007 | FILTER, 20 X 24 X 4, PLEATED MDL 40 HI-CAP MERV 10 (20X24X4) | 1501003007 - FILTER, 20 X 24 X 4, PLEATED MDL 40 HI-CAP MERV 10 (20X24X4) |  |  |  | 4 |  | 0 | 0 | October | 2026
B0152 AHU-2 Q | 001 | 000000127001 | 2026-10-12 00:19 | 1501001123 | FILTER, 16 X 20 X 2, PLEATED MDL 40 HI-CAP MERV 10 (16X20X2) | 1501001123 - FILTER, 16 X 20 X 2, PLEATED MDL 40 HI-CAP MERV 10 (16X20X2) |  |  |  | 2 |  | 0 | 0 | October | 2026
AHU-Q-1-HSNGZ8 | 001 | 011300000001 | 2026-10-13 | 1501001112 | FILTER, 18 X 24 X 1, PLEATED MDL 40 HI-CAP MERV 10 (18X24X1, 24X18X1, 24 X 18 X 1) | 1501001112 - FILTER, 18 X 24 X 1, PLEATED MDL 40 HI-CAP MERV 10 (18X24X1, 24X18X1, 24 X 18 X 1) |  |  |  | 13 |  | 0 | 0 | October | 2026
AHU-Q-1-HSNGZ8 | 001 | 011300000002 | 2026-10-13 | 1501001112 | FILTER, 18 X 24 X 1, PLEATED MDL 40 HI-CAP MERV 10 (18X24X1, 24X18X1, 24 X 18 X 1) | 1501001112 - FILTER, 18 X 24 X 1, PLEATED MDL 40 HI-CAP MERV 10 (18X24X1, 24X18X1, 24 X 18 X 1) |  |  |  | 13 |  | 0 | 0 | October | 2026
AHU-Q-1-HSNGZ8 | 001 | 011300000003 | 2026-10-13 | 1501001112 | FILTER, 18 X 24 X 1, PLEATED MDL 40 HI-CAP MERV 10 (18X24X1, 24X18X1, 24 X 18 X 1) | 1501001112 - FILTER, 18 X 24 X 1, PLEATED MDL 40 HI-CAP MERV 10 (18X24X1, 24X18X1, 24 X 18 X 1) |  |  |  | 13 |  | 0 | 0 | October | 2026
AHU-Q-1-HSNGZ8 | 001 | 011300000004 | 2026-10-13 | 1501001112 | FILTER, 18 X 24 X 1, PLEATED MDL 40 HI-CAP MERV 10 (18X24X1, 24X18X1, 24 X 18 X 1) | 1501001112 - FILTER, 18 X 24 X 1, PLEATED MDL 40 HI-CAP MERV 10 (18X24X1, 24X18X1, 24 X 18 X 1) |  |  |  | 7 |  | 0 | 0 | October | 2026
PU Q-1 WUCF | 001 | 000006093799 | 2026-10-13 | 1501001149 | FILTER, 18 X 30 X 2, PLEATED MDL 40 HI-CAP MERV 10 , (18X30X2) | 1501001149 - FILTER, 18 X 30 X 2, PLEATED MDL 40 HI-CAP MERV 10 , (18X30X2) |  |  |  | 1 |  | 11.1902 | 11.1902 | October | 2026
PU Q-1 WUCF | 001 | 000006093800 | 2026-10-13 | 1501001149 | FILTER, 18 X 30 X 2, PLEATED MDL 40 HI-CAP MERV 10 , (18X30X2) | 1501001149 - FILTER, 18 X 30 X 2, PLEATED MDL 40 HI-CAP MERV 10 , (18X30X2) |  |  |  | 1 |  | 11.1902 | 11.1902 | October | 2026
AHU STN 9Q 0.5H | 001 | 003300000001 | 2026-10-13 00:10 | 1501001121 | FILTER, 20 X 20 X 2, PLEATED MDL 40 STANDARD MERV 10 (20X20X2) | 1501001121 - FILTER, 20 X 20 X 2, PLEATED MDL 40 STANDARD MERV 10 (20X20X2) |  |  |  | 1 |  | 0 | 0 | October | 2026
AHU STN 9Q 0.5H | 001 | 003300000001 | 2026-10-13 00:10 | 1501001094 | FILTER, 20 X 24 X 2, PLEATED MDL 40 HI-CAP MERV 10 (20X24X2, 24X20X2, 24 X 20 X 2)) | 1501001094 - FILTER, 20 X 24 X 2, PLEATED MDL 40 HI-CAP MERV 10 (20X24X2, 24X20X2, 24 X 20 X 2)) |  |  |  | 5 |  | 0 | 0 | October | 2026
B0130 T2 F3 Q | 001 | 013000000003 | 2026-10-13 00:19 | 1501001129 | FILTER, 22 X 22 X 1, PLEATED MDL 40 HI-CAP MERV 10 (22X22X1) | 1501001129 - FILTER, 22 X 22 X 1, PLEATED MDL 40 HI-CAP MERV 10 (22X22X1) |  |  |  | 21 |  | 6.6198 | 139.0158 | October | 2026
B0130 T2 F4 Q | 001 | 013000000004 | 2026-10-13 00:19 | 1501001129 | FILTER, 22 X 22 X 1, PLEATED MDL 40 HI-CAP MERV 10 (22X22X1) | 1501001129 - FILTER, 22 X 22 X 1, PLEATED MDL 40 HI-CAP MERV 10 (22X22X1) |  |  |  | 21 |  | 6.6198 | 139.0158 | October | 2026
AHU-Q-1-STRNZ8 | 001 | 010900000001 | 2026-10-14 | 1501001491 | FILTER, 20 X 34 X 1, PLEATED MDL 40 HI-CAP MERV 10 (20X34X1) | 1501001491 - FILTER, 20 X 34 X 1, PLEATED MDL 40 HI-CAP MERV 10 (20X34X1) |  |  |  | 4 |  | 9.6107 | 38.4428 | October | 2026
AHU-Q-1-STRNZ8 | 001 | 010900000002 | 2026-10-14 | 1501001143 | FILTER, 14 X 20 X 1, PLEATED MDL 40 HI-CAP MERV 10 (14X20X1) | 1501001143 - FILTER, 14 X 20 X 1, PLEATED MDL 40 HI-CAP MERV 10 (14X20X1) |  |  |  | 29 |  | 0 | 0 | October | 2026
AHU-Q-1-STRNZ8 | 001 | 010900000003 | 2026-10-14 | 1501001143 | FILTER, 14 X 20 X 1, PLEATED MDL 40 HI-CAP MERV 10 (14X20X1) | 1501001143 - FILTER, 14 X 20 X 1, PLEATED MDL 40 HI-CAP MERV 10 (14X20X1) |  |  |  | 29 |  | 0 | 0 | October | 2026
AHU-Q-1-STRNZ8 | 001 | 011000000001 | 2026-10-14 | 1501001481 | FILTER, 15 X 30 X 2, PLEATED MDL 40 HI-CAP MERV 10 (15X30X2) | 1501001481 - FILTER, 15 X 30 X 2, PLEATED MDL 40 HI-CAP MERV 10 (15X30X2) |  |  |  | 4 |  | 0 | 0 | October | 2026
AHU-Q-1-STRNZ8 | 001 | 010900000001 | 2026-10-14 | 1501001103 | FILTER, 17.25 X 34 X 2, PLEATED MDL 40 HI-CAP MERV 10 (17 1/4 X 34 X 2, 17 1/4X34X2) | 1501001103 - FILTER, 17.25 X 34 X 2, PLEATED MDL 40 HI-CAP MERV 10 (17 1/4 X 34 X 2, 17 1/4X34X2) |  |  |  | 4 |  | 0 | 0 | October | 2026
AHU-Q-1-STRNZ8 | 001 | 010900000002 | 2026-10-14 | 1501001113 | FILTER, 18 X 20 X 1 PLEATED MDL 40 HI-CAP MERV 10 (18X20X1) | 1501001113 - FILTER, 18 X 20 X 1 PLEATED MDL 40 HI-CAP MERV 10 (18X20X1) |  |  |  | 4 |  | 4.4699 | 17.8796 | October | 2026
AHU-Q-1-STRNZ8 | 001 | 010900000003 | 2026-10-14 | 1501001113 | FILTER, 18 X 20 X 1 PLEATED MDL 40 HI-CAP MERV 10 (18X20X1) | 1501001113 - FILTER, 18 X 20 X 1 PLEATED MDL 40 HI-CAP MERV 10 (18X20X1) |  |  |  | 4 |  | 4.4699 | 17.8796 | October | 2026
AHU-Q-1-STRNZ8 | 001 | 011000000001 | 2026-10-14 | 1501001143 | FILTER, 14 X 20 X 1, PLEATED MDL 40 HI-CAP MERV 10 (14X20X1) | 1501001143 - FILTER, 14 X 20 X 1, PLEATED MDL 40 HI-CAP MERV 10 (14X20X1) |  |  |  | 28 |  | 0 | 0 | October | 2026
AHU-Q-1-STRNZ8 | 001 | 010900000001 | 2026-10-14 | 1501001113 | FILTER, 18 X 20 X 1 PLEATED MDL 40 HI-CAP MERV 10 (18X20X1) | 1501001113 - FILTER, 18 X 20 X 1 PLEATED MDL 40 HI-CAP MERV 10 (18X20X1) |  |  |  | 3 |  | 4.4699 | 13.4097 | October | 2026
AHU-Q-1-STRNZ8 | 001 | 011000000001 | 2026-10-14 | 1501001103 | FILTER, 17.25 X 34 X 2, PLEATED MDL 40 HI-CAP MERV 10 (17 1/4 X 34 X 2, 17 1/4X34X2) | 1501001103 - FILTER, 17.25 X 34 X 2, PLEATED MDL 40 HI-CAP MERV 10 (17 1/4 X 34 X 2, 17 1/4X34X2) |  |  |  | 4 |  | 0 | 0 | October | 2026
AHU-Q-1-STRNZ8 | 001 | 010900000001 | 2026-10-14 | 1501001143 | FILTER, 14 X 20 X 1, PLEATED MDL 40 HI-CAP MERV 10 (14X20X1) | 1501001143 - FILTER, 14 X 20 X 1, PLEATED MDL 40 HI-CAP MERV 10 (14X20X1) |  |  |  | 20 |  | 0 | 0 | October | 2026
AHU-Q-1-STRNZ8 | 001 | 011000000001 | 2026-10-14 | 1501001113 | FILTER, 18 X 20 X 1 PLEATED MDL 40 HI-CAP MERV 10 (18X20X1) | 1501001113 - FILTER, 18 X 20 X 1 PLEATED MDL 40 HI-CAP MERV 10 (18X20X1) |  |  |  | 2 |  | 4.4699 | 8.9398 | October | 2026
AHU-Q-1-STRNZ8 | 001 | 010900000001 | 2026-10-14 | 1501001133 | FILTER, 20 X 20 X 1, PLEATED MDL 40 STANDARD MERV 10 (20X20X1) | 1501001133 - FILTER, 20 X 20 X 1, PLEATED MDL 40 STANDARD MERV 10 (20X20X1) |  |  |  | 1 |  | 0 | 0 | October | 2026
AHU-Q-1-STRNZ8 | 001 | 011000000001 | 2026-10-14 | 1501001550 | FILTER, 18 X 25 X 1, (18X25X1), PLEATED MDL 40 HI-CAP MERV 10 | 1501001550 - FILTER, 18 X 25 X 1, (18X25X1), PLEATED MDL 40 HI-CAP MERV 10 |  |  |  | 2 |  | 0 | 0 | October | 2026
AHU-Q-1-STRNZ8 | 001 | 010900000001 | 2026-10-14 | 1501001481 | FILTER, 15 X 30 X 2, PLEATED MDL 40 HI-CAP MERV 10 (15X30X2) | 1501001481 - FILTER, 15 X 30 X 2, PLEATED MDL 40 HI-CAP MERV 10 (15X30X2) |  |  |  | 4 |  | 0 | 0 | October | 2026
AHU-Q-1-STRNZ8 | 001 | 010900000001 | 2026-10-14 | 1501001550 | FILTER, 18 X 25 X 1, (18X25X1), PLEATED MDL 40 HI-CAP MERV 10 | 1501001550 - FILTER, 18 X 25 X 1, (18X25X1), PLEATED MDL 40 HI-CAP MERV 10 |  |  |  | 1 |  | 0 | 0 | October | 2026
B8152 FCU Q-1 | 001 | 000090009301 | 2026-10-14 | 1501001133 | FILTER, 20 X 20 X 1, PLEATED MDL 40 STANDARD MERV 10 (20X20X1) | 1501001133 - FILTER, 20 X 20 X 1, PLEATED MDL 40 STANDARD MERV 10 (20X20X1) |  |  |  | 1 |  | 0 | 0 | October | 2026
B0084 AHU-Q | 001 | 008400000001 | 2026-10-14 00:15 | 1501001102 | FILTER, 10 X 44 X 1, PLEATED MDL 40 HI-CAP MERV 10 (10X44X1, 44X10X1, 44 X 10 X 1) | 1501001102 - FILTER, 10 X 44 X 1, PLEATED MDL 40 HI-CAP MERV 10 (10X44X1, 44X10X1, 44 X 10 X 1) |  |  |  | 2 |  | 0 | 0 | October | 2026
B0084 AHU-Q | 001 | 008400000001 | 2026-10-14 00:15 | 1501001101 | FILTER, 13-5/8 X 18-5/8 X 1, PLEATED MDL 40 HI-CAP MERV 10 (13 5/8 X 18 5/8 X 1, 13 5/8X18 5/8X1) | 1501001101 - FILTER, 13-5/8 X 18-5/8 X 1, PLEATED MDL 40 HI-CAP MERV 10 (13 5/8 X 18 5/8 X 1, 13 5/8X18 5/8X1) |  |  |  | 34 |  | 0 | 0 | October | 2026
B0084 AHU-Q | 001 | 008400000002 | 2026-10-14 00:16 | 1501001102 | FILTER, 10 X 44 X 1, PLEATED MDL 40 HI-CAP MERV 10 (10X44X1, 44X10X1, 44 X 10 X 1) | 1501001102 - FILTER, 10 X 44 X 1, PLEATED MDL 40 HI-CAP MERV 10 (10X44X1, 44X10X1, 44 X 10 X 1) |  |  |  | 3 |  | 0 | 0 | October | 2026
B0084 AHU-Q | 001 | 008400000003 | 2026-10-14 00:16 | 1501001102 | FILTER, 10 X 44 X 1, PLEATED MDL 40 HI-CAP MERV 10 (10X44X1, 44X10X1, 44 X 10 X 1) | 1501001102 - FILTER, 10 X 44 X 1, PLEATED MDL 40 HI-CAP MERV 10 (10X44X1, 44X10X1, 44 X 10 X 1) |  |  |  | 2 |  | 0 | 0 | October | 2026
B0084 AHU-Q | 001 | 008400000004 | 2026-10-14 00:16 | 1501001102 | FILTER, 10 X 44 X 1, PLEATED MDL 40 HI-CAP MERV 10 (10X44X1, 44X10X1, 44 X 10 X 1) | 1501001102 - FILTER, 10 X 44 X 1, PLEATED MDL 40 HI-CAP MERV 10 (10X44X1, 44X10X1, 44 X 10 X 1) |  |  |  | 2 |  | 0 | 0 | October | 2026
B0084 AHU-Q | 001 | 008400000002 | 2026-10-14 00:16 | 1501001101 | FILTER, 13-5/8 X 18-5/8 X 1, PLEATED MDL 40 HI-CAP MERV 10 (13 5/8 X 18 5/8 X 1, 13 5/8X18 5/8X1) | 1501001101 - FILTER, 13-5/8 X 18-5/8 X 1, PLEATED MDL 40 HI-CAP MERV 10 (13 5/8 X 18 5/8 X 1, 13 5/8X18 5/8X1) |  |  |  | 34 |  | 0 | 0 | October | 2026
B0084 AHU-Q | 001 | 008400000003 | 2026-10-14 00:16 | 1501001101 | FILTER, 13-5/8 X 18-5/8 X 1, PLEATED MDL 40 HI-CAP MERV 10 (13 5/8 X 18 5/8 X 1, 13 5/8X18 5/8X1) | 1501001101 - FILTER, 13-5/8 X 18-5/8 X 1, PLEATED MDL 40 HI-CAP MERV 10 (13 5/8 X 18 5/8 X 1, 13 5/8X18 5/8X1) |  |  |  | 34 |  | 0 | 0 | October | 2026
B0084 AHU-Q | 001 | 008400000004 | 2026-10-14 00:16 | 1501001101 | FILTER, 13-5/8 X 18-5/8 X 1, PLEATED MDL 40 HI-CAP MERV 10 (13 5/8 X 18 5/8 X 1, 13 5/8X18 5/8X1) | 1501001101 - FILTER, 13-5/8 X 18-5/8 X 1, PLEATED MDL 40 HI-CAP MERV 10 (13 5/8 X 18 5/8 X 1, 13 5/8X18 5/8X1) |  |  |  | 34 |  | 0 | 0 | October | 2026
B0085 AHU-Q | 001 | 008500000001 | 2026-10-14 00:16 | 1501001102 | FILTER, 10 X 44 X 1, PLEATED MDL 40 HI-CAP MERV 10 (10X44X1, 44X10X1, 44 X 10 X 1) | 1501001102 - FILTER, 10 X 44 X 1, PLEATED MDL 40 HI-CAP MERV 10 (10X44X1, 44X10X1, 44 X 10 X 1) |  |  |  | 2 |  | 0 | 0 | October | 2026
B0085 AHU-Q | 001 | 008500000002 | 2026-10-14 00:16 | 1501001102 | FILTER, 10 X 44 X 1, PLEATED MDL 40 HI-CAP MERV 10 (10X44X1, 44X10X1, 44 X 10 X 1) | 1501001102 - FILTER, 10 X 44 X 1, PLEATED MDL 40 HI-CAP MERV 10 (10X44X1, 44X10X1, 44 X 10 X 1) |  |  |  | 2 |  | 0 | 0 | October | 2026
B0085 AHU-Q | 001 | 008500000001 | 2026-10-14 00:16 | 1501001101 | FILTER, 13-5/8 X 18-5/8 X 1, PLEATED MDL 40 HI-CAP MERV 10 (13 5/8 X 18 5/8 X 1, 13 5/8X18 5/8X1) | 1501001101 - FILTER, 13-5/8 X 18-5/8 X 1, PLEATED MDL 40 HI-CAP MERV 10 (13 5/8 X 18 5/8 X 1, 13 5/8X18 5/8X1) |  |  |  | 17 |  | 0 | 0 | October | 2026
B0085 AHU-Q | 001 | 008500000002 | 2026-10-14 00:16 | 1501001101 | FILTER, 13-5/8 X 18-5/8 X 1, PLEATED MDL 40 HI-CAP MERV 10 (13 5/8 X 18 5/8 X 1, 13 5/8X18 5/8X1) | 1501001101 - FILTER, 13-5/8 X 18-5/8 X 1, PLEATED MDL 40 HI-CAP MERV 10 (13 5/8 X 18 5/8 X 1, 13 5/8X18 5/8X1) |  |  |  | 17 |  | 0 | 0 | October | 2026
B0085 AHU-Q | 001 | 008500000002 | 2026-10-14 00:16 | 1501001143 | FILTER, 14 X 20 X 1, PLEATED MDL 40 HI-CAP MERV 10 (14X20X1) | 1501001143 - FILTER, 14 X 20 X 1, PLEATED MDL 40 HI-CAP MERV 10 (14X20X1) |  |  |  | 1 |  | 0 | 0 | October | 2026
B0085 AHU-Q | 001 | 008500000003 | 2026-10-14 00:16 | 1501001102 | FILTER, 10 X 44 X 1, PLEATED MDL 40 HI-CAP MERV 10 (10X44X1, 44X10X1, 44 X 10 X 1) | 1501001102 - FILTER, 10 X 44 X 1, PLEATED MDL 40 HI-CAP MERV 10 (10X44X1, 44X10X1, 44 X 10 X 1) |  |  |  | 2 |  | 0 | 0 | October | 2026
B0085 AHU-Q | 001 | 008500000004 | 2026-10-14 00:16 | 1501001102 | FILTER, 10 X 44 X 1, PLEATED MDL 40 HI-CAP MERV 10 (10X44X1, 44X10X1, 44 X 10 X 1) | 1501001102 - FILTER, 10 X 44 X 1, PLEATED MDL 40 HI-CAP MERV 10 (10X44X1, 44X10X1, 44 X 10 X 1) |  |  |  | 2 |  | 0 | 0 | October | 2026
B0085 AHU-Q | 001 | 008500000003 | 2026-10-14 00:16 | 1501001101 | FILTER, 13-5/8 X 18-5/8 X 1, PLEATED MDL 40 HI-CAP MERV 10 (13 5/8 X 18 5/8 X 1, 13 5/8X18 5/8X1) | 1501001101 - FILTER, 13-5/8 X 18-5/8 X 1, PLEATED MDL 40 HI-CAP MERV 10 (13 5/8 X 18 5/8 X 1, 13 5/8X18 5/8X1) |  |  |  | 17 |  | 0 | 0 | October | 2026
B0085 AHU-Q | 001 | 008500000004 | 2026-10-14 00:16 | 1501001101 | FILTER, 13-5/8 X 18-5/8 X 1, PLEATED MDL 40 HI-CAP MERV 10 (13 5/8 X 18 5/8 X 1, 13 5/8X18 5/8X1) | 1501001101 - FILTER, 13-5/8 X 18-5/8 X 1, PLEATED MDL 40 HI-CAP MERV 10 (13 5/8 X 18 5/8 X 1, 13 5/8X18 5/8X1) |  |  |  | 17 |  | 0 | 0 | October | 2026
B0085 AHU-Q | 001 | 008500000003 | 2026-10-14 00:16 | 1501001143 | FILTER, 14 X 20 X 1, PLEATED MDL 40 HI-CAP MERV 10 (14X20X1) | 1501001143 - FILTER, 14 X 20 X 1, PLEATED MDL 40 HI-CAP MERV 10 (14X20X1) |  |  |  | 1 |  | 0 | 0 | October | 2026
B0085 AHU-Q | 001 | 008500000004 | 2026-10-14 00:16 | 1501001143 | FILTER, 14 X 20 X 1, PLEATED MDL 40 HI-CAP MERV 10 (14X20X1) | 1501001143 - FILTER, 14 X 20 X 1, PLEATED MDL 40 HI-CAP MERV 10 (14X20X1) |  |  |  | 1 |  | 0 | 0 | October | 2026
B0086 AHU-Q | 001 | 008600000001 | 2026-10-14 00:16 | 1501001102 | FILTER, 10 X 44 X 1, PLEATED MDL 40 HI-CAP MERV 10 (10X44X1, 44X10X1, 44 X 10 X 1) | 1501001102 - FILTER, 10 X 44 X 1, PLEATED MDL 40 HI-CAP MERV 10 (10X44X1, 44X10X1, 44 X 10 X 1) |  |  |  | 2 |  | 0 | 0 | October | 2026
B0086 AHU-Q | 001 | 008600000002 | 2026-10-14 00:16 | 1501001102 | FILTER, 10 X 44 X 1, PLEATED MDL 40 HI-CAP MERV 10 (10X44X1, 44X10X1, 44 X 10 X 1) | 1501001102 - FILTER, 10 X 44 X 1, PLEATED MDL 40 HI-CAP MERV 10 (10X44X1, 44X10X1, 44 X 10 X 1) |  |  |  | 2 |  | 0 | 0 | October | 2026
B0086 AHU-Q | 001 | 008600000003 | 2026-10-14 00:16 | 1501001102 | FILTER, 10 X 44 X 1, PLEATED MDL 40 HI-CAP MERV 10 (10X44X1, 44X10X1, 44 X 10 X 1) | 1501001102 - FILTER, 10 X 44 X 1, PLEATED MDL 40 HI-CAP MERV 10 (10X44X1, 44X10X1, 44 X 10 X 1) |  |  |  | 2 |  | 0 | 0 | October | 2026
B0086 AHU-Q | 001 | 008600000004 | 2026-10-14 00:16 | 1501001102 | FILTER, 10 X 44 X 1, PLEATED MDL 40 HI-CAP MERV 10 (10X44X1, 44X10X1, 44 X 10 X 1) | 1501001102 - FILTER, 10 X 44 X 1, PLEATED MDL 40 HI-CAP MERV 10 (10X44X1, 44X10X1, 44 X 10 X 1) |  |  |  | 2 |  | 0 | 0 | October | 2026
B0086 AHU-Q | 001 | 008600000001 | 2026-10-14 00:16 | 1501001101 | FILTER, 13-5/8 X 18-5/8 X 1, PLEATED MDL 40 HI-CAP MERV 10 (13 5/8 X 18 5/8 X 1, 13 5/8X18 5/8X1) | 1501001101 - FILTER, 13-5/8 X 18-5/8 X 1, PLEATED MDL 40 HI-CAP MERV 10 (13 5/8 X 18 5/8 X 1, 13 5/8X18 5/8X1) |  |  |  | 34 |  | 0 | 0 | October | 2026
B0086 AHU-Q | 001 | 008600000002 | 2026-10-14 00:16 | 1501001101 | FILTER, 13-5/8 X 18-5/8 X 1, PLEATED MDL 40 HI-CAP MERV 10 (13 5/8 X 18 5/8 X 1, 13 5/8X18 5/8X1) | 1501001101 - FILTER, 13-5/8 X 18-5/8 X 1, PLEATED MDL 40 HI-CAP MERV 10 (13 5/8 X 18 5/8 X 1, 13 5/8X18 5/8X1) |  |  |  | 34 |  | 0 | 0 | October | 2026
B0086 AHU-Q | 001 | 008600000003 | 2026-10-14 00:16 | 1501001101 | FILTER, 13-5/8 X 18-5/8 X 1, PLEATED MDL 40 HI-CAP MERV 10 (13 5/8 X 18 5/8 X 1, 13 5/8X18 5/8X1) | 1501001101 - FILTER, 13-5/8 X 18-5/8 X 1, PLEATED MDL 40 HI-CAP MERV 10 (13 5/8 X 18 5/8 X 1, 13 5/8X18 5/8X1) |  |  |  | 34 |  | 0 | 0 | October | 2026
B0086 AHU-Q | 001 | 008600000004 | 2026-10-14 00:16 | 1501001101 | FILTER, 13-5/8 X 18-5/8 X 1, PLEATED MDL 40 HI-CAP MERV 10 (13 5/8 X 18 5/8 X 1, 13 5/8X18 5/8X1) | 1501001101 - FILTER, 13-5/8 X 18-5/8 X 1, PLEATED MDL 40 HI-CAP MERV 10 (13 5/8 X 18 5/8 X 1, 13 5/8X18 5/8X1) |  |  |  | 34 |  | 0 | 0 | October | 2026
AHU MT8 1HR | 001 | 011400000002 | 2026-10-15 | 1501001112 | FILTER, 18 X 24 X 1, PLEATED MDL 40 HI-CAP MERV 10 (18X24X1, 24X18X1, 24 X 18 X 1) | 1501001112 - FILTER, 18 X 24 X 1, PLEATED MDL 40 HI-CAP MERV 10 (18X24X1, 24X18X1, 24 X 18 X 1) |  |  |  | 2 |  | 0 | 0 | October | 2026
AHU MT8 1HR | 001 | 011200000001 | 2026-10-15 | 1501001112 | FILTER, 18 X 24 X 1, PLEATED MDL 40 HI-CAP MERV 10 (18X24X1, 24X18X1, 24 X 18 X 1) | 1501001112 - FILTER, 18 X 24 X 1, PLEATED MDL 40 HI-CAP MERV 10 (18X24X1, 24X18X1, 24 X 18 X 1) |  |  |  | 2 |  | 0 | 0 | October | 2026
AHU MT8 1HR | 001 | 011200000002 | 2026-10-15 | 1501001112 | FILTER, 18 X 24 X 1, PLEATED MDL 40 HI-CAP MERV 10 (18X24X1, 24X18X1, 24 X 18 X 1) | 1501001112 - FILTER, 18 X 24 X 1, PLEATED MDL 40 HI-CAP MERV 10 (18X24X1, 24X18X1, 24 X 18 X 1) |  |  |  | 2 |  | 0 | 0 | October | 2026
AHU MT8 1HR | 001 | 011400000001 | 2026-10-15 | 1501001112 | FILTER, 18 X 24 X 1, PLEATED MDL 40 HI-CAP MERV 10 (18X24X1, 24X18X1, 24 X 18 X 1) | 1501001112 - FILTER, 18 X 24 X 1, PLEATED MDL 40 HI-CAP MERV 10 (18X24X1, 24X18X1, 24 X 18 X 1) |  |  |  | 2 |  | 0 | 0 | October | 2026
AHU-Q-1-HSNGZ9 | 001 | 041100000001 | 2026-10-15 00:10 | 1501001617 | FILTER, 20 X 24 X 1, PLEATED MDL 40 HI-CAP MERV 10 (20X24X1) | 1501001617 - FILTER, 20 X 24 X 1, PLEATED MDL 40 HI-CAP MERV 10 (20X24X1) |  |  |  | 2 |  | 7.5693 | 15.1386 | October | 2026
AHU-Q-1-HSNGZ9 | 001 | 041100000002 | 2026-10-15 00:10 | 1501001122 | FILTER, 16 X 25 X 2, PLEATED MDL 40 HI-CAP MERV 10 (16X25X2) | 1501001122 - FILTER, 16 X 25 X 2, PLEATED MDL 40 HI-CAP MERV 10 (16X25X2) |  |  |  | 13 |  | 0 | 0 | October | 2026
AHU-Q-1-HSNGZ9 | 001 | 041500000001 | 2026-10-15 00:10 | 1501001121 | FILTER, 20 X 20 X 2, PLEATED MDL 40 STANDARD MERV 10 (20X20X2) | 1501001121 - FILTER, 20 X 20 X 2, PLEATED MDL 40 STANDARD MERV 10 (20X20X2) |  |  |  | 2 |  | 0 | 0 | October | 2026
AHU-Q-1-HSNGZ9 | 001 | 041600000001 | 2026-10-15 00:10 | 1501001121 | FILTER, 20 X 20 X 2, PLEATED MDL 40 STANDARD MERV 10 (20X20X2) | 1501001121 - FILTER, 20 X 20 X 2, PLEATED MDL 40 STANDARD MERV 10 (20X20X2) |  |  |  | 2 |  | 0 | 0 | October | 2026
AHU-Q-1-HSNGZ9 | 001 | 041600000002 | 2026-10-15 00:10 | 1501001910 | FILTER, 20 X 25 X 2, PLEATED MDL 40 HI-CAP MERV 10 (20X25X2) | 1501001910 - FILTER, 20 X 25 X 2, PLEATED MDL 40 HI-CAP MERV 10 (20X25X2) |  |  |  | 2 |  | 0 | 0 | October | 2026
AHU-Q-1-HSNGZ9 | 001 | 041100000001 | 2026-10-15 00:10 | 1501001133 | FILTER, 20 X 20 X 1, PLEATED MDL 40 STANDARD MERV 10 (20X20X1) | 1501001133 - FILTER, 20 X 20 X 1, PLEATED MDL 40 STANDARD MERV 10 (20X20X1) |  |  |  | 1 |  | 0 | 0 | October | 2026
AHU-Q-1-HSNGZ9 | 001 | 041500000001 | 2026-10-15 00:10 | 1501001176 | FILTER, MERV 13, 20 X 20 X 4, PLEATED MDL 40 HI-CAP (20X20X4) | 1501001176 - FILTER, MERV 13, 20 X 20 X 4, PLEATED MDL 40 HI-CAP (20X20X4) |  |  |  | 2 |  | 20.58 | 41.16 | October | 2026
AHU-Q-1-HSNGZ9 | 001 | 041600000001 | 2026-10-15 00:10 | 1501001176 | FILTER, MERV 13, 20 X 20 X 4, PLEATED MDL 40 HI-CAP (20X20X4) | 1501001176 - FILTER, MERV 13, 20 X 20 X 4, PLEATED MDL 40 HI-CAP (20X20X4) |  |  |  | 2 |  | 20.58 | 41.16 | October | 2026
AHU-Q-1-HSNGZ9 | 001 | 041600000002 | 2026-10-15 00:10 | 1501001179 | FILTER, MERV 13, 20 X 25 X 4, PLEATED MDL 40 HI-CAP (20X25X4) | 1501001179 - FILTER, MERV 13, 20 X 25 X 4, PLEATED MDL 40 HI-CAP (20X25X4) |  |  |  | 2 |  | 0 | 0 | October | 2026
AHU-Q-1-HSNGZ9 | 001 | 041100000001 | 2026-10-15 00:10 | 1501001122 | FILTER, 16 X 25 X 2, PLEATED MDL 40 HI-CAP MERV 10 (16X25X2) | 1501001122 - FILTER, 16 X 25 X 2, PLEATED MDL 40 HI-CAP MERV 10 (16X25X2) |  |  |  | 6 |  | 0 | 0 | October | 2026
AHU-Q-1-HSNGZ9 | 001 | 041500000001 | 2026-10-15 00:10 | 1501001910 | FILTER, 20 X 25 X 2, PLEATED MDL 40 HI-CAP MERV 10 (20X25X2) | 1501001910 - FILTER, 20 X 25 X 2, PLEATED MDL 40 HI-CAP MERV 10 (20X25X2) |  |  |  | 2 |  | 0 | 0 | October | 2026
AHU-Q-1-HSNGZ9 | 001 | 041600000001 | 2026-10-15 00:10 | 1501001910 | FILTER, 20 X 25 X 2, PLEATED MDL 40 HI-CAP MERV 10 (20X25X2) | 1501001910 - FILTER, 20 X 25 X 2, PLEATED MDL 40 HI-CAP MERV 10 (20X25X2) |  |  |  | 2 |  | 0 | 0 | October | 2026
AHU-Q-1-HSNGZ9 | 001 | 041600000002 | 2026-10-15 00:10 | 1501001175 | FILTER, MERV 13, 16 X 25 X 4, PLEATED MDL 40 HI-CAP (16X25X4) | 1501001175 - FILTER, MERV 13, 16 X 25 X 4, PLEATED MDL 40 HI-CAP (16X25X4) |  |  |  | 1 |  | 0 | 0 | October | 2026
AHU-Q-1-HSNGZ9 | 001 | 041500000001 | 2026-10-15 00:10 | 1501001179 | FILTER, MERV 13, 20 X 25 X 4, PLEATED MDL 40 HI-CAP (20X25X4) | 1501001179 - FILTER, MERV 13, 20 X 25 X 4, PLEATED MDL 40 HI-CAP (20X25X4) |  |  |  | 2 |  | 0 | 0 | October | 2026
AHU-Q-1-HSNGZ9 | 001 | 041600000001 | 2026-10-15 00:10 | 1501001179 | FILTER, MERV 13, 20 X 25 X 4, PLEATED MDL 40 HI-CAP (20X25X4) | 1501001179 - FILTER, MERV 13, 20 X 25 X 4, PLEATED MDL 40 HI-CAP (20X25X4) |  |  |  | 2 |  | 0 | 0 | October | 2026
AHU-Q-1-HSNGZ9 | 001 | 041600000002 | 2026-10-15 00:10 | 1501001122 | FILTER, 16 X 25 X 2, PLEATED MDL 40 HI-CAP MERV 10 (16X25X2) | 1501001122 - FILTER, 16 X 25 X 2, PLEATED MDL 40 HI-CAP MERV 10 (16X25X2) |  |  |  | 1 |  | 0 | 0 | October | 2026
AHU-Q-1-HSNGZ9 | 001 | 041500000001 | 2026-10-15 00:10 | 1501001177 | FILTER, MERV 13, 20 X 24 X 4, PLEATED MDL 40 HI-CAP (20X24X4) | 1501001177 - FILTER, MERV 13, 20 X 24 X 4, PLEATED MDL 40 HI-CAP (20X24X4) |  |  |  | 4 |  | 21.1864 | 84.7456 | October | 2026
AHU-Q-1-HSNGZ9 | 001 | 041600000001 | 2026-10-15 00:10 | 1501001177 | FILTER, MERV 13, 20 X 24 X 4, PLEATED MDL 40 HI-CAP (20X24X4) | 1501001177 - FILTER, MERV 13, 20 X 24 X 4, PLEATED MDL 40 HI-CAP (20X24X4) |  |  |  | 4 |  | 21.1864 | 84.7456 | October | 2026
AHU-Q-1-HSNGZ9 | 001 | 041500000001 | 2026-10-15 00:10 | 1501001094 | FILTER, 20 X 24 X 2, PLEATED MDL 40 HI-CAP MERV 10 (20X24X2, 24X20X2, 24 X 20 X 2)) | 1501001094 - FILTER, 20 X 24 X 2, PLEATED MDL 40 HI-CAP MERV 10 (20X24X2, 24X20X2, 24 X 20 X 2)) |  |  |  | 4 |  | 0 | 0 | October | 2026
AHU-Q-1-HSNGZ9 | 001 | 041600000001 | 2026-10-15 00:10 | 1501001094 | FILTER, 20 X 24 X 2, PLEATED MDL 40 HI-CAP MERV 10 (20X24X2, 24X20X2, 24 X 20 X 2)) | 1501001094 - FILTER, 20 X 24 X 2, PLEATED MDL 40 HI-CAP MERV 10 (20X24X2, 24X20X2, 24 X 20 X 2)) |  |  |  | 4 |  | 0 | 0 | October | 2026
AHU-Q-1-HSNGZ9 | 001 | 041700000001 | 2026-10-15 00:10 | 1501001121 | FILTER, 20 X 20 X 2, PLEATED MDL 40 STANDARD MERV 10 (20X20X2) | 1501001121 - FILTER, 20 X 20 X 2, PLEATED MDL 40 STANDARD MERV 10 (20X20X2) |  |  |  | 2 |  | 0 | 0 | October | 2026
AHU-Q-1-HSNGZ9 | 001 | 041700000002 | 2026-10-15 00:10 | 1501001910 | FILTER, 20 X 25 X 2, PLEATED MDL 40 HI-CAP MERV 10 (20X25X2) | 1501001910 - FILTER, 20 X 25 X 2, PLEATED MDL 40 HI-CAP MERV 10 (20X25X2) |  |  |  | 2 |  | 0 | 0 | October | 2026
AHU-Q-1-HSNGZ9 | 001 | 041700000001 | 2026-10-15 00:10 | 1501001176 | FILTER, MERV 13, 20 X 20 X 4, PLEATED MDL 40 HI-CAP (20X20X4) | 1501001176 - FILTER, MERV 13, 20 X 20 X 4, PLEATED MDL 40 HI-CAP (20X20X4) |  |  |  | 2 |  | 20.58 | 41.16 | October | 2026
AHU-Q-1-HSNGZ9 | 001 | 041700000002 | 2026-10-15 00:10 | 1501001179 | FILTER, MERV 13, 20 X 25 X 4, PLEATED MDL 40 HI-CAP (20X25X4) | 1501001179 - FILTER, MERV 13, 20 X 25 X 4, PLEATED MDL 40 HI-CAP (20X25X4) |  |  |  | 2 |  | 0 | 0 | October | 2026
AHU-Q-1-HSNGZ9 | 001 | 041700000001 | 2026-10-15 00:10 | 1501001094 | FILTER, 20 X 24 X 2, PLEATED MDL 40 HI-CAP MERV 10 (20X24X2, 24X20X2, 24 X 20 X 2)) | 1501001094 - FILTER, 20 X 24 X 2, PLEATED MDL 40 HI-CAP MERV 10 (20X24X2, 24X20X2, 24 X 20 X 2)) |  |  |  | 4 |  | 0 | 0 | October | 2026
AHU-Q-1-HSNGZ9 | 001 | 041700000002 | 2026-10-15 00:10 | 1501001122 | FILTER, 16 X 25 X 2, PLEATED MDL 40 HI-CAP MERV 10 (16X25X2) | 1501001122 - FILTER, 16 X 25 X 2, PLEATED MDL 40 HI-CAP MERV 10 (16X25X2) |  |  |  | 1 |  | 0 | 0 | October | 2026
AHU-Q-1-HSNGZ9 | 001 | 041700000001 | 2026-10-15 00:10 | 1501001177 | FILTER, MERV 13, 20 X 24 X 4, PLEATED MDL 40 HI-CAP (20X24X4) | 1501001177 - FILTER, MERV 13, 20 X 24 X 4, PLEATED MDL 40 HI-CAP (20X24X4) |  |  |  | 4 |  | 21.1864 | 84.7456 | October | 2026
AHU-Q-1-HSNGZ9 | 001 | 041700000002 | 2026-10-15 00:10 | 1501001175 | FILTER, MERV 13, 16 X 25 X 4, PLEATED MDL 40 HI-CAP (16X25X4) | 1501001175 - FILTER, MERV 13, 16 X 25 X 4, PLEATED MDL 40 HI-CAP (16X25X4) |  |  |  | 1 |  | 0 | 0 | October | 2026
AHU-Q-1-HSNGZ9 | 001 | 041700000001 | 2026-10-15 00:10 | 1501001910 | FILTER, 20 X 25 X 2, PLEATED MDL 40 HI-CAP MERV 10 (20X25X2) | 1501001910 - FILTER, 20 X 25 X 2, PLEATED MDL 40 HI-CAP MERV 10 (20X25X2) |  |  |  | 2 |  | 0 | 0 | October | 2026
AHU-Q-1-HSNGZ9 | 001 | 041700000001 | 2026-10-15 00:10 | 1501001179 | FILTER, MERV 13, 20 X 25 X 4, PLEATED MDL 40 HI-CAP (20X25X4) | 1501001179 - FILTER, MERV 13, 20 X 25 X 4, PLEATED MDL 40 HI-CAP (20X25X4) |  |  |  | 2 |  | 0 | 0 | October | 2026
B0132 T3 F7 Q | 001 | 013200000007 | 2026-10-15 00:19 | 1501001129 | FILTER, 22 X 22 X 1, PLEATED MDL 40 HI-CAP MERV 10 (22X22X1) | 1501001129 - FILTER, 22 X 22 X 1, PLEATED MDL 40 HI-CAP MERV 10 (22X22X1) |  |  |  | 17 |  | 6.6198 | 112.5366 | October | 2026
B0132 T3 F7 Q | 001 | 013200000007 | 2026-10-15 00:19 | 1501001133 | FILTER, 20 X 20 X 1, PLEATED MDL 40 STANDARD MERV 10 (20X20X1) | 1501001133 - FILTER, 20 X 20 X 1, PLEATED MDL 40 STANDARD MERV 10 (20X20X1) |  |  |  | 2 |  | 0 | 0 | October | 2026
FTU Q-1 TECHII | 001 | 000000020001 | 2026-10-15 00:27 | 1501001143 | FILTER, 14 X 20 X 1, PLEATED MDL 40 HI-CAP MERV 10 (14X20X1) | 1501001143 - FILTER, 14 X 20 X 1, PLEATED MDL 40 HI-CAP MERV 10 (14X20X1) |  |  |  | 1 |  | 0 | 0 | October | 2026
FTU Q-1 TECHII | 001 | 000000020002 | 2026-10-15 00:27 | 1501001139 | FILTER, 16 X 20 X 1, PLEATED MDL 40 HI-CAP MERV 10 (16X20X1) (ACTUAL SIZE: 15-1/2"X19-1/2"X3/4") | 1501001139 - FILTER, 16 X 20 X 1, PLEATED MDL 40 HI-CAP MERV 10 (16X20X1) (ACTUAL SIZE: 15-1/2"X19-1/2"X3/4") |  |  |  | 1 |  | 0 | 0 | October | 2026
FTU Q-1 TECHII | 001 | 000000020003 | 2026-10-15 00:27 | 1501001139 | FILTER, 16 X 20 X 1, PLEATED MDL 40 HI-CAP MERV 10 (16X20X1) (ACTUAL SIZE: 15-1/2"X19-1/2"X3/4") | 1501001139 - FILTER, 16 X 20 X 1, PLEATED MDL 40 HI-CAP MERV 10 (16X20X1) (ACTUAL SIZE: 15-1/2"X19-1/2"X3/4") |  |  |  | 1 |  | 0 | 0 | October | 2026
FTU Q-1 TECHII | 001 | 000000020004 | 2026-10-15 00:27 | 1501001139 | FILTER, 16 X 20 X 1, PLEATED MDL 40 HI-CAP MERV 10 (16X20X1) (ACTUAL SIZE: 15-1/2"X19-1/2"X3/4") | 1501001139 - FILTER, 16 X 20 X 1, PLEATED MDL 40 HI-CAP MERV 10 (16X20X1) (ACTUAL SIZE: 15-1/2"X19-1/2"X3/4") |  |  |  | 1 |  | 0 | 0 | October | 2026
FTU Q-1 TECHII | 001 | 000000020005 | 2026-10-15 00:27 | 1501001139 | FILTER, 16 X 20 X 1, PLEATED MDL 40 HI-CAP MERV 10 (16X20X1) (ACTUAL SIZE: 15-1/2"X19-1/2"X3/4") | 1501001139 - FILTER, 16 X 20 X 1, PLEATED MDL 40 HI-CAP MERV 10 (16X20X1) (ACTUAL SIZE: 15-1/2"X19-1/2"X3/4") |  |  |  | 1 |  | 0 | 0 | October | 2026
FTU Q-1 TECHII | 001 | 000000020019 | 2026-10-15 00:27 | 1501001139 | FILTER, 16 X 20 X 1, PLEATED MDL 40 HI-CAP MERV 10 (16X20X1) (ACTUAL SIZE: 15-1/2"X19-1/2"X3/4") | 1501001139 - FILTER, 16 X 20 X 1, PLEATED MDL 40 HI-CAP MERV 10 (16X20X1) (ACTUAL SIZE: 15-1/2"X19-1/2"X3/4") |  |  |  | 1 |  | 0 | 0 | October | 2026
FTU Q-1 TECHII | 001 | 000000020022 | 2026-10-15 00:27 | 1501001139 | FILTER, 16 X 20 X 1, PLEATED MDL 40 HI-CAP MERV 10 (16X20X1) (ACTUAL SIZE: 15-1/2"X19-1/2"X3/4") | 1501001139 - FILTER, 16 X 20 X 1, PLEATED MDL 40 HI-CAP MERV 10 (16X20X1) (ACTUAL SIZE: 15-1/2"X19-1/2"X3/4") |  |  |  | 1 |  | 0 | 0 | October | 2026
FTU Q-1 TECHII | 001 | 000000020018 | 2026-10-15 00:27 | 1501001143 | FILTER, 14 X 20 X 1, PLEATED MDL 40 HI-CAP MERV 10 (14X20X1) | 1501001143 - FILTER, 14 X 20 X 1, PLEATED MDL 40 HI-CAP MERV 10 (14X20X1) |  |  |  | 1 |  | 0 | 0 | October | 2026
AHU-GREEK-Q | 001 | 040900000001 | 2026-10-16 00:10 | 1501001928 | FILTER, 20 X 22 X 1, PLEATED MDL 40 HI-CAP MERV 10 (20X22X1) | 1501001928 - FILTER, 20 X 22 X 1, PLEATED MDL 40 HI-CAP MERV 10 (20X22X1) |  |  |  | 4 |  | 1 | 4 | October | 2026
AHU-GREEK-Q | 001 | 040900000001 | 2026-10-16 00:10 | 1501001122 | FILTER, 16 X 25 X 2, PLEATED MDL 40 HI-CAP MERV 10 (16X25X2) | 1501001122 - FILTER, 16 X 25 X 2, PLEATED MDL 40 HI-CAP MERV 10 (16X25X2) |  |  |  | 7 |  | 0 | 0 | October | 2026
EF S-1 T1 RF B | 001 | 000000031345 | 2026-10-19 | 1501001295 | BELT, #4L240 | 1501001295 - BELT, #4L240 |  |  |  | 1 |  | 5.0334 | 5.0334 | October | 2026
B0132 T3 F1 Q | 001 | 013200000001 | 2026-10-19 00:19 | 1501001129 | FILTER, 22 X 22 X 1, PLEATED MDL 40 HI-CAP MERV 10 (22X22X1) | 1501001129 - FILTER, 22 X 22 X 1, PLEATED MDL 40 HI-CAP MERV 10 (22X22X1) |  |  |  | 13 |  | 6.6198 | 86.0574 | October | 2026
B0132 T3 F1 Q | 001 | 013200000001 | 2026-10-19 00:19 | 1501001133 | FILTER, 20 X 20 X 1, PLEATED MDL 40 STANDARD MERV 10 (20X20X1) | 1501001133 - FILTER, 20 X 20 X 1, PLEATED MDL 40 STANDARD MERV 10 (20X20X1) |  |  |  | 3 |  | 0 | 0 | October | 2026
B0132 T3 F1 Q | 001 | 013200000001 | 2026-10-19 00:19 | 1501001111 | FILTER, 18 X 18 X 1, PLEATED MDL 40 HI-CAP MERV 10 (18X18X1) | 1501001111 - FILTER, 18 X 18 X 1, PLEATED MDL 40 HI-CAP MERV 10 (18X18X1) |  |  |  | 3 |  | 0 | 0 | October | 2026
B0132 T3 F2 Q | 001 | 013200000002 | 2026-10-19 00:19 | 1501001129 | FILTER, 22 X 22 X 1, PLEATED MDL 40 HI-CAP MERV 10 (22X22X1) | 1501001129 - FILTER, 22 X 22 X 1, PLEATED MDL 40 HI-CAP MERV 10 (22X22X1) |  |  |  | 14 |  | 6.6198 | 92.6772 | October | 2026
B0132 T3 F2 Q | 001 | 013200000002 | 2026-10-19 00:19 | 1501001133 | FILTER, 20 X 20 X 1, PLEATED MDL 40 STANDARD MERV 10 (20X20X1) | 1501001133 - FILTER, 20 X 20 X 1, PLEATED MDL 40 STANDARD MERV 10 (20X20X1) |  |  |  | 3 |  | 0 | 0 | October | 2026
B0156-AHU-Q | 001 | 015600000001 | 2026-10-19 00:20 | 1501001094 | FILTER, 20 X 24 X 2, PLEATED MDL 40 HI-CAP MERV 10 (20X24X2, 24X20X2, 24 X 20 X 2)) | 1501001094 - FILTER, 20 X 24 X 2, PLEATED MDL 40 HI-CAP MERV 10 (20X24X2, 24X20X2, 24 X 20 X 2)) |  |  |  | 12 |  | 0 | 0 | October | 2026
B0156-AHU-Q | 001 | 015600000001 | 2026-10-19 00:20 | 1501001154 | FILTER, 24 X 30 X 2, PLEATED MDL 40 HI-CAP MERV 10 (24X30X2) | 1501001154 - FILTER, 24 X 30 X 2, PLEATED MDL 40 HI-CAP MERV 10 (24X30X2) |  |  |  | 1 |  | 15.4217 | 15.4217 | October | 2026
B0156-AHU-Q | 001 | 015600000001 | 2026-10-19 00:20 | 1501001122 | FILTER, 16 X 25 X 2, PLEATED MDL 40 HI-CAP MERV 10 (16X25X2) | 1501001122 - FILTER, 16 X 25 X 2, PLEATED MDL 40 HI-CAP MERV 10 (16X25X2) |  |  |  | 4 |  | 0 | 0 | October | 2026
B0156-AHU-Q | 001 | 015600000001 | 2026-10-19 00:20 | 1501001191 | FILTER, 9-1/2"X19-1/2"X2" (ACTUAL SIZE), PLEATED MDL 40 HI-CAP MERV 10 (10X20X2) | 1501001191 - FILTER, 9-1/2"X19-1/2"X2" (ACTUAL SIZE), PLEATED MDL 40 HI-CAP MERV 10 (10X20X2) |  |  |  | 8 |  | 0 | 0 | October | 2026
B0156-AHU-Q | 001 | 015600000002 | 2026-10-19 00:20 | 1501001191 | FILTER, 9-1/2"X19-1/2"X2" (ACTUAL SIZE), PLEATED MDL 40 HI-CAP MERV 10 (10X20X2) | 1501001191 - FILTER, 9-1/2"X19-1/2"X2" (ACTUAL SIZE), PLEATED MDL 40 HI-CAP MERV 10 (10X20X2) |  |  |  | 2 |  | 0 | 0 | October | 2026
B0156-AHU-Q | 001 | 015600000003 | 2026-10-19 00:20 | 1501001094 | FILTER, 20 X 24 X 2, PLEATED MDL 40 HI-CAP MERV 10 (20X24X2, 24X20X2, 24 X 20 X 2)) | 1501001094 - FILTER, 20 X 24 X 2, PLEATED MDL 40 HI-CAP MERV 10 (20X24X2, 24X20X2, 24 X 20 X 2)) |  |  |  | 14 |  | 0 | 0 | October | 2026
B0156-AHU-Q | 001 | 015600000004 | 2026-10-19 00:20 | 1501001191 | FILTER, 9-1/2"X19-1/2"X2" (ACTUAL SIZE), PLEATED MDL 40 HI-CAP MERV 10 (10X20X2) | 1501001191 - FILTER, 9-1/2"X19-1/2"X2" (ACTUAL SIZE), PLEATED MDL 40 HI-CAP MERV 10 (10X20X2) |  |  |  | 2 |  | 0 | 0 | October | 2026
B0156-AHU-Q | 001 | 015600000002 | 2026-10-19 00:20 | 1501001094 | FILTER, 20 X 24 X 2, PLEATED MDL 40 HI-CAP MERV 10 (20X24X2, 24X20X2, 24 X 20 X 2)) | 1501001094 - FILTER, 20 X 24 X 2, PLEATED MDL 40 HI-CAP MERV 10 (20X24X2, 24X20X2, 24 X 20 X 2)) |  |  |  | 14 |  | 0 | 0 | October | 2026
B0156-AHU-Q | 001 | 015600000003 | 2026-10-19 00:20 | 1501001122 | FILTER, 16 X 25 X 2, PLEATED MDL 40 HI-CAP MERV 10 (16X25X2) | 1501001122 - FILTER, 16 X 25 X 2, PLEATED MDL 40 HI-CAP MERV 10 (16X25X2) |  |  |  | 4 |  | 0 | 0 | October | 2026
B0156-AHU-Q | 001 | 015600000004 | 2026-10-19 00:20 | 1501001094 | FILTER, 20 X 24 X 2, PLEATED MDL 40 HI-CAP MERV 10 (20X24X2, 24X20X2, 24 X 20 X 2)) | 1501001094 - FILTER, 20 X 24 X 2, PLEATED MDL 40 HI-CAP MERV 10 (20X24X2, 24X20X2, 24 X 20 X 2)) |  |  |  | 12 |  | 0 | 0 | October | 2026
B0156-AHU-Q | 001 | 015600000002 | 2026-10-19 00:20 | 1501001122 | FILTER, 16 X 25 X 2, PLEATED MDL 40 HI-CAP MERV 10 (16X25X2) | 1501001122 - FILTER, 16 X 25 X 2, PLEATED MDL 40 HI-CAP MERV 10 (16X25X2) |  |  |  | 4 |  | 0 | 0 | October | 2026
B0156-AHU-Q | 001 | 015600000003 | 2026-10-19 00:20 | 1501001191 | FILTER, 9-1/2"X19-1/2"X2" (ACTUAL SIZE), PLEATED MDL 40 HI-CAP MERV 10 (10X20X2) | 1501001191 - FILTER, 9-1/2"X19-1/2"X2" (ACTUAL SIZE), PLEATED MDL 40 HI-CAP MERV 10 (10X20X2) |  |  |  | 2 |  | 0 | 0 | October | 2026
B0156-AHU-Q | 001 | 015600000004 | 2026-10-19 00:20 | 1501001122 | FILTER, 16 X 25 X 2, PLEATED MDL 40 HI-CAP MERV 10 (16X25X2) | 1501001122 - FILTER, 16 X 25 X 2, PLEATED MDL 40 HI-CAP MERV 10 (16X25X2) |  |  |  | 4 |  | 0 | 0 | October | 2026
B0156-AHU-Q | 001 | 015600000002 | 2026-10-19 00:20 | 1501003009 | FILTER, 14 INCH X 20 INCH X 2 INCH, PLEATED MDL 40 HI-CAP MERV 10 (14X20X2, 14 X 20 X 2) | 1501003009 - FILTER, 14 INCH X 20 INCH X 2 INCH, PLEATED MDL 40 HI-CAP MERV 10 (14X20X2, 14 X 20 X 2) |  |  |  | 2 |  | 0 | 0 | October | 2026
B0156-AHU-Q | 001 | 015600000004 | 2026-10-19 00:20 | 1501003009 | FILTER, 14 INCH X 20 INCH X 2 INCH, PLEATED MDL 40 HI-CAP MERV 10 (14X20X2, 14 X 20 X 2) | 1501003009 - FILTER, 14 INCH X 20 INCH X 2 INCH, PLEATED MDL 40 HI-CAP MERV 10 (14X20X2, 14 X 20 X 2) |  |  |  | 4 |  | 0 | 0 | October | 2026
B0156-AHU-Q | 001 | 015600000004 | 2026-10-19 00:20 | 1501001121 | FILTER, 20 X 20 X 2, PLEATED MDL 40 STANDARD MERV 10 (20X20X2) | 1501001121 - FILTER, 20 X 20 X 2, PLEATED MDL 40 STANDARD MERV 10 (20X20X2) |  |  |  | 6 |  | 0 | 0 | October | 2026
B0156-AHU-Q | 001 | 015600000004 | 2026-10-19 00:20 | 1501003007 | FILTER, 20 X 24 X 4, PLEATED MDL 40 HI-CAP MERV 10 (20X24X4) | 1501003007 - FILTER, 20 X 24 X 4, PLEATED MDL 40 HI-CAP MERV 10 (20X24X4) |  |  |  | 2 |  | 0 | 0 | October | 2026
B0156-AHU-Q | 001 | 015600000004 | 2026-10-19 00:20 | 1501001145 | FILTER, 24 X 24 X 4, PLEATED MDL 40 HI-CAP MERV 10 (24X24X4) | 1501001145 - FILTER, 24 X 24 X 4, PLEATED MDL 40 HI-CAP MERV 10 (24X24X4) |  |  |  | 4 |  | 0 | 0 | October | 2026
B0156-AHU-Q | 001 | 015600000004 | 2026-10-19 00:20 | 1501001119 | FILTER, 24 X 24 X 2, PLEATED MDL 40 HI-CAP MERV 10 (24X24X2) | 1501001119 - FILTER, 24 X 24 X 2, PLEATED MDL 40 HI-CAP MERV 10 (24X24X2) |  |  |  | 2 |  | 0 | 0 | October | 2026
AHU-Q-1-STRNZ8 | 001 | 011000000002 | 2026-10-20 | 1501001113 | FILTER, 18 X 20 X 1 PLEATED MDL 40 HI-CAP MERV 10 (18X20X1) | 1501001113 - FILTER, 18 X 20 X 1 PLEATED MDL 40 HI-CAP MERV 10 (18X20X1) |  |  |  | 3 |  | 4.4699 | 13.4097 | October | 2026
AHU-Q-1-STRNZ8 | 001 | 011000000003 | 2026-10-20 | 1501001143 | FILTER, 14 X 20 X 1, PLEATED MDL 40 HI-CAP MERV 10 (14X20X1) | 1501001143 - FILTER, 14 X 20 X 1, PLEATED MDL 40 HI-CAP MERV 10 (14X20X1) |  |  |  | 30 |  | 0 | 0 | October | 2026
AHU-Q-1-STRNZ8 | 001 | 015600000001 | 2026-10-20 | 1501001094 | FILTER, 20 X 24 X 2, PLEATED MDL 40 HI-CAP MERV 10 (20X24X2, 24X20X2, 24 X 20 X 2)) | 1501001094 - FILTER, 20 X 24 X 2, PLEATED MDL 40 HI-CAP MERV 10 (20X24X2, 24X20X2, 24 X 20 X 2)) |  |  |  | 12 |  | 0 | 0 | October | 2026
AHU-Q-1-STRNZ8 | 001 | 015600000002 | 2026-10-20 | 1501001191 | FILTER, 9-1/2"X19-1/2"X2" (ACTUAL SIZE), PLEATED MDL 40 HI-CAP MERV 10 (10X20X2) | 1501001191 - FILTER, 9-1/2"X19-1/2"X2" (ACTUAL SIZE), PLEATED MDL 40 HI-CAP MERV 10 (10X20X2) |  |  |  | 2 |  | 0 | 0 | October | 2026
AHU-Q-1-STRNZ8 | 001 | 011000000002 | 2026-10-20 | 1501001143 | FILTER, 14 X 20 X 1, PLEATED MDL 40 HI-CAP MERV 10 (14X20X1) | 1501001143 - FILTER, 14 X 20 X 1, PLEATED MDL 40 HI-CAP MERV 10 (14X20X1) |  |  |  | 30 |  | 0 | 0 | October | 2026
AHU-Q-1-STRNZ8 | 001 | 011000000003 | 2026-10-20 | 1501001113 | FILTER, 18 X 20 X 1 PLEATED MDL 40 HI-CAP MERV 10 (18X20X1) | 1501001113 - FILTER, 18 X 20 X 1 PLEATED MDL 40 HI-CAP MERV 10 (18X20X1) |  |  |  | 2 |  | 4.4699 | 8.9398 | October | 2026
AHU-Q-1-STRNZ8 | 001 | 015600000001 | 2026-10-20 | 1501001154 | FILTER, 24 X 30 X 2, PLEATED MDL 40 HI-CAP MERV 10 (24X30X2) | 1501001154 - FILTER, 24 X 30 X 2, PLEATED MDL 40 HI-CAP MERV 10 (24X30X2) |  |  |  | 1 |  | 15.4217 | 15.4217 | October | 2026
AHU-Q-1-STRNZ8 | 001 | 015600000002 | 2026-10-20 | 1501001094 | FILTER, 20 X 24 X 2, PLEATED MDL 40 HI-CAP MERV 10 (20X24X2, 24X20X2, 24 X 20 X 2)) | 1501001094 - FILTER, 20 X 24 X 2, PLEATED MDL 40 HI-CAP MERV 10 (20X24X2, 24X20X2, 24 X 20 X 2)) |  |  |  | 14 |  | 0 | 0 | October | 2026
AHU-Q-1-STRNZ8 | 001 | 011000000003 | 2026-10-20 | 1501001550 | FILTER, 18 X 25 X 1, (18X25X1), PLEATED MDL 40 HI-CAP MERV 10 | 1501001550 - FILTER, 18 X 25 X 1, (18X25X1), PLEATED MDL 40 HI-CAP MERV 10 |  |  |  | 1 |  | 0 | 0 | October | 2026
AHU-Q-1-STRNZ8 | 001 | 015600000001 | 2026-10-20 | 1501001122 | FILTER, 16 X 25 X 2, PLEATED MDL 40 HI-CAP MERV 10 (16X25X2) | 1501001122 - FILTER, 16 X 25 X 2, PLEATED MDL 40 HI-CAP MERV 10 (16X25X2) |  |  |  | 4 |  | 0 | 0 | October | 2026
AHU-Q-1-STRNZ8 | 001 | 015600000002 | 2026-10-20 | 1501001122 | FILTER, 16 X 25 X 2, PLEATED MDL 40 HI-CAP MERV 10 (16X25X2) | 1501001122 - FILTER, 16 X 25 X 2, PLEATED MDL 40 HI-CAP MERV 10 (16X25X2) |  |  |  | 4 |  | 0 | 0 | October | 2026
AHU-Q-1-STRNZ8 | 001 | 015600000001 | 2026-10-20 | 1501001191 | FILTER, 9-1/2"X19-1/2"X2" (ACTUAL SIZE), PLEATED MDL 40 HI-CAP MERV 10 (10X20X2) | 1501001191 - FILTER, 9-1/2"X19-1/2"X2" (ACTUAL SIZE), PLEATED MDL 40 HI-CAP MERV 10 (10X20X2) |  |  |  | 8 |  | 0 | 0 | October | 2026
AHU-Q-1-STRNZ8 | 001 | 015600000002 | 2026-10-20 | 1501003009 | FILTER, 14 INCH X 20 INCH X 2 INCH, PLEATED MDL 40 HI-CAP MERV 10 (14X20X2, 14 X 20 X 2) | 1501003009 - FILTER, 14 INCH X 20 INCH X 2 INCH, PLEATED MDL 40 HI-CAP MERV 10 (14X20X2, 14 X 20 X 2) |  |  |  | 2 |  | 0 | 0 | October | 2026
DX Q SERV T4 | 001 | 000000035019 | 2026-10-20 | 1501001122 | FILTER, 16 X 25 X 2, PLEATED MDL 40 HI-CAP MERV 10 (16X25X2) | 1501001122 - FILTER, 16 X 25 X 2, PLEATED MDL 40 HI-CAP MERV 10 (16X25X2) |  |  |  | 4 |  | 0 | 0 | October | 2026
DX Q SERV T4 | 001 | 000000035020 | 2026-10-20 | 1501001122 | FILTER, 16 X 25 X 2, PLEATED MDL 40 HI-CAP MERV 10 (16X25X2) | 1501001122 - FILTER, 16 X 25 X 2, PLEATED MDL 40 HI-CAP MERV 10 (16X25X2) |  |  |  | 4 |  | 0 | 0 | October | 2026
DX Q SERV T4 | 001 | 000000035021 | 2026-10-20 | 1501001100 | FILTER, 18 X 18 X 2, PLEATED MDL 40 HI-CAP MERV 10 (18X18X2) | 1501001100 - FILTER, 18 X 18 X 2, PLEATED MDL 40 HI-CAP MERV 10 (18X18X2) |  |  |  | 1 |  | 7.2091 | 7.2091 | October | 2026
DX Q SERV T4 | 001 | 000000035022 | 2026-10-20 | 1501001100 | FILTER, 18 X 18 X 2, PLEATED MDL 40 HI-CAP MERV 10 (18X18X2) | 1501001100 - FILTER, 18 X 18 X 2, PLEATED MDL 40 HI-CAP MERV 10 (18X18X2) |  |  |  | 1 |  | 7.2091 | 7.2091 | October | 2026
DX Q SERV T4 | 001 | 000000035021 | 2026-10-20 | 1501001246 | FILTER, 18 X 20 X 2, PLEATED MDL 40 HI-CAP MERV 10 (18X20X2) | 1501001246 - FILTER, 18 X 20 X 2, PLEATED MDL 40 HI-CAP MERV 10 (18X20X2) |  |  |  | 1 |  | 3.5457 | 3.5457 | October | 2026
DX Q SERV T4 | 001 | 000000035022 | 2026-10-20 | 1501001246 | FILTER, 18 X 20 X 2, PLEATED MDL 40 HI-CAP MERV 10 (18X20X2) | 1501001246 - FILTER, 18 X 20 X 2, PLEATED MDL 40 HI-CAP MERV 10 (18X20X2) |  |  |  | 1 |  | 3.5457 | 3.5457 | October | 2026
B0132 T3 F3 Q | 001 | 013200000003 | 2026-10-20 00:19 | 1501001129 | FILTER, 22 X 22 X 1, PLEATED MDL 40 HI-CAP MERV 10 (22X22X1) | 1501001129 - FILTER, 22 X 22 X 1, PLEATED MDL 40 HI-CAP MERV 10 (22X22X1) |  |  |  | 20 |  | 6.6198 | 132.396 | October | 2026
B0132 T3 F3 Q | 001 | 013200000003 | 2026-10-20 00:19 | 1501001133 | FILTER, 20 X 20 X 1, PLEATED MDL 40 STANDARD MERV 10 (20X20X1) | 1501001133 - FILTER, 20 X 20 X 1, PLEATED MDL 40 STANDARD MERV 10 (20X20X1) |  |  |  | 3 |  | 0 | 0 | October | 2026
B0132 T3 F4 Q | 001 | 013200000004 | 2026-10-20 00:19 | 1501001129 | FILTER, 22 X 22 X 1, PLEATED MDL 40 HI-CAP MERV 10 (22X22X1) | 1501001129 - FILTER, 22 X 22 X 1, PLEATED MDL 40 HI-CAP MERV 10 (22X22X1) |  |  |  | 20 |  | 6.6198 | 132.396 | October | 2026
B0132 T3 F4 Q | 001 | 013200000004 | 2026-10-20 00:19 | 1501001133 | FILTER, 20 X 20 X 1, PLEATED MDL 40 STANDARD MERV 10 (20X20X1) | 1501001133 - FILTER, 20 X 20 X 1, PLEATED MDL 40 STANDARD MERV 10 (20X20X1) |  |  |  | 3 |  | 0 | 0 | October | 2026
EXFAN-DD-MT4-S | 001 | 000006093785 | 2026-10-21 | 1501001097 | FILTER, 12X21X1, PLEATED, MERV 11 NON-STANDARD (12 X 21 X 1) | 1501001097 - FILTER, 12X21X1, PLEATED, MERV 11 NON-STANDARD (12 X 21 X 1) |  |  |  | 1 |  | 7.91 | 7.91 | October | 2026
B0130 T2 F5 Q | 001 | 013000000005 | 2026-10-21 00:19 | 1501001129 | FILTER, 22 X 22 X 1, PLEATED MDL 40 HI-CAP MERV 10 (22X22X1) | 1501001129 - FILTER, 22 X 22 X 1, PLEATED MDL 40 HI-CAP MERV 10 (22X22X1) |  |  |  | 21 |  | 6.6198 | 139.0158 | October | 2026
B0132 T3 F5 Q | 001 | 013200000005 | 2026-10-21 00:19 | 1501001129 | FILTER, 22 X 22 X 1, PLEATED MDL 40 HI-CAP MERV 10 (22X22X1) | 1501001129 - FILTER, 22 X 22 X 1, PLEATED MDL 40 HI-CAP MERV 10 (22X22X1) |  |  |  | 20 |  | 6.6198 | 132.396 | October | 2026
B0132 T3 F5 Q | 001 | 013200000005 | 2026-10-21 00:19 | 1501001133 | FILTER, 20 X 20 X 1, PLEATED MDL 40 STANDARD MERV 10 (20X20X1) | 1501001133 - FILTER, 20 X 20 X 1, PLEATED MDL 40 STANDARD MERV 10 (20X20X1) |  |  |  | 3 |  | 0 | 0 | October | 2026
B0132 T3 F6 Q | 001 | 013200000006 | 2026-10-21 00:19 | 1501001129 | FILTER, 22 X 22 X 1, PLEATED MDL 40 HI-CAP MERV 10 (22X22X1) | 1501001129 - FILTER, 22 X 22 X 1, PLEATED MDL 40 HI-CAP MERV 10 (22X22X1) |  |  |  | 17 |  | 6.6198 | 112.5366 | October | 2026
B0132 T3 F6 Q | 001 | 013200000006 | 2026-10-21 00:19 | 1501001133 | FILTER, 20 X 20 X 1, PLEATED MDL 40 STANDARD MERV 10 (20X20X1) | 1501001133 - FILTER, 20 X 20 X 1, PLEATED MDL 40 STANDARD MERV 10 (20X20X1) |  |  |  | 3 |  | 0 | 0 | October | 2026
B0133 T4 F7 Q | 001 | 013300000007 | 2026-10-22 00:19 | 1501001129 | FILTER, 22 X 22 X 1, PLEATED MDL 40 HI-CAP MERV 10 (22X22X1) | 1501001129 - FILTER, 22 X 22 X 1, PLEATED MDL 40 HI-CAP MERV 10 (22X22X1) |  |  |  | 17 |  | 6.6198 | 112.5366 | October | 2026
B0133 T4 F7 Q | 001 | 013300000007 | 2026-10-22 00:19 | 1501001133 | FILTER, 20 X 20 X 1, PLEATED MDL 40 STANDARD MERV 10 (20X20X1) | 1501001133 - FILTER, 20 X 20 X 1, PLEATED MDL 40 STANDARD MERV 10 (20X20X1) |  |  |  | 2 |  | 0 | 0 | October | 2026
B0133 T4 F7 Q | 001 | 013300000007 | 2026-10-22 00:19 | 1501001111 | FILTER, 18 X 18 X 1, PLEATED MDL 40 HI-CAP MERV 10 (18X18X1) | 1501001111 - FILTER, 18 X 18 X 1, PLEATED MDL 40 HI-CAP MERV 10 (18X18X1) |  |  |  | 3 |  | 0 | 0 | October | 2026
B0133 T4 F1 Q | 001 | 013300000001 | 2026-10-26 00:19 | 1501001129 | FILTER, 22 X 22 X 1, PLEATED MDL 40 HI-CAP MERV 10 (22X22X1) | 1501001129 - FILTER, 22 X 22 X 1, PLEATED MDL 40 HI-CAP MERV 10 (22X22X1) |  |  |  | 20 |  | 6.6198 | 132.396 | October | 2026
B0133 T4 F1 Q | 001 | 013300000001 | 2026-10-26 00:19 | 1501001133 | FILTER, 20 X 20 X 1, PLEATED MDL 40 STANDARD MERV 10 (20X20X1) | 1501001133 - FILTER, 20 X 20 X 1, PLEATED MDL 40 STANDARD MERV 10 (20X20X1) |  |  |  | 5 |  | 0 | 0 | October | 2026
B0133 T4 F1 Q | 001 | 013300000001 | 2026-10-26 00:19 | 1501001111 | FILTER, 18 X 18 X 1, PLEATED MDL 40 HI-CAP MERV 10 (18X18X1) | 1501001111 - FILTER, 18 X 18 X 1, PLEATED MDL 40 HI-CAP MERV 10 (18X18X1) |  |  |  | 3 |  | 0 | 0 | October | 2026
B0133 T4 F2 Q | 001 | 013300000002 | 2026-10-26 00:19 | 1501001129 | FILTER, 22 X 22 X 1, PLEATED MDL 40 HI-CAP MERV 10 (22X22X1) | 1501001129 - FILTER, 22 X 22 X 1, PLEATED MDL 40 HI-CAP MERV 10 (22X22X1) |  |  |  | 20 |  | 6.6198 | 132.396 | October | 2026
B0133 T4 F2 Q | 001 | 013300000002 | 2026-10-26 00:19 | 1501001133 | FILTER, 20 X 20 X 1, PLEATED MDL 40 STANDARD MERV 10 (20X20X1) | 1501001133 - FILTER, 20 X 20 X 1, PLEATED MDL 40 STANDARD MERV 10 (20X20X1) |  |  |  | 3 |  | 0 | 0 | October | 2026
B8152 AHU Q | 001 | 000006094840 | 2026-10-26 00:23 | 1501001210 | FILTER, MERV 13, 20 X 20 X 2, PLEATED MDL 40 HI-CAP (20X20X2) | 1501001210 - FILTER, MERV 13, 20 X 20 X 2, PLEATED MDL 40 HI-CAP (20X20X2) |  |  |  | 2 |  | 14.6882 | 29.3764 | October | 2026
AHU-Q-1-HSNGZ8 | 001 | 011100000001 | 2026-10-27 | 1501001112 | FILTER, 18 X 24 X 1, PLEATED MDL 40 HI-CAP MERV 10 (18X24X1, 24X18X1, 24 X 18 X 1) | 1501001112 - FILTER, 18 X 24 X 1, PLEATED MDL 40 HI-CAP MERV 10 (18X24X1, 24X18X1, 24 X 18 X 1) |  |  |  | 13 |  | 0 | 0 | October | 2026
AHU-Q-1-HSNGZ8 | 001 | 011100000002 | 2026-10-27 | 1501001112 | FILTER, 18 X 24 X 1, PLEATED MDL 40 HI-CAP MERV 10 (18X24X1, 24X18X1, 24 X 18 X 1) | 1501001112 - FILTER, 18 X 24 X 1, PLEATED MDL 40 HI-CAP MERV 10 (18X24X1, 24X18X1, 24 X 18 X 1) |  |  |  | 13 |  | 0 | 0 | October | 2026
AHU-Q-1-HSNGZ8 | 001 | 011100000003 | 2026-10-27 | 1501001112 | FILTER, 18 X 24 X 1, PLEATED MDL 40 HI-CAP MERV 10 (18X24X1, 24X18X1, 24 X 18 X 1) | 1501001112 - FILTER, 18 X 24 X 1, PLEATED MDL 40 HI-CAP MERV 10 (18X24X1, 24X18X1, 24 X 18 X 1) |  |  |  | 13 |  | 0 | 0 | October | 2026
AHU-Q-1-HSNGZ8 | 001 | 011100000004 | 2026-10-27 | 1501001112 | FILTER, 18 X 24 X 1, PLEATED MDL 40 HI-CAP MERV 10 (18X24X1, 24X18X1, 24 X 18 X 1) | 1501001112 - FILTER, 18 X 24 X 1, PLEATED MDL 40 HI-CAP MERV 10 (18X24X1, 24X18X1, 24 X 18 X 1) |  |  |  | 7 |  | 0 | 0 | October | 2026
AHU-Q-1-STRNZ8 | 001 | 015600000003 | 2026-10-27 | 1501001094 | FILTER, 20 X 24 X 2, PLEATED MDL 40 HI-CAP MERV 10 (20X24X2, 24X20X2, 24 X 20 X 2)) | 1501001094 - FILTER, 20 X 24 X 2, PLEATED MDL 40 HI-CAP MERV 10 (20X24X2, 24X20X2, 24 X 20 X 2)) |  |  |  | 14 |  | 0 | 0 | October | 2026
AHU-Q-1-STRNZ8 | 001 | 015600000004 | 2026-10-27 | 1501001191 | FILTER, 9-1/2"X19-1/2"X2" (ACTUAL SIZE), PLEATED MDL 40 HI-CAP MERV 10 (10X20X2) | 1501001191 - FILTER, 9-1/2"X19-1/2"X2" (ACTUAL SIZE), PLEATED MDL 40 HI-CAP MERV 10 (10X20X2) |  |  |  | 2 |  | 0 | 0 | October | 2026
AHU-Q-1-STRNZ8 | 001 | 015700000001 | 2026-10-27 | 1501001191 | FILTER, 9-1/2"X19-1/2"X2" (ACTUAL SIZE), PLEATED MDL 40 HI-CAP MERV 10 (10X20X2) | 1501001191 - FILTER, 9-1/2"X19-1/2"X2" (ACTUAL SIZE), PLEATED MDL 40 HI-CAP MERV 10 (10X20X2) |  |  |  | 8 |  | 0 | 0 | October | 2026
AHU-Q-1-STRNZ8 | 001 | 015700000002 | 2026-10-27 | 1501001191 | FILTER, 9-1/2"X19-1/2"X2" (ACTUAL SIZE), PLEATED MDL 40 HI-CAP MERV 10 (10X20X2) | 1501001191 - FILTER, 9-1/2"X19-1/2"X2" (ACTUAL SIZE), PLEATED MDL 40 HI-CAP MERV 10 (10X20X2) |  |  |  | 2 |  | 0 | 0 | October | 2026
AHU-Q-1-STRNZ8 | 001 | 015600000003 | 2026-10-27 | 1501001122 | FILTER, 16 X 25 X 2, PLEATED MDL 40 HI-CAP MERV 10 (16X25X2) | 1501001122 - FILTER, 16 X 25 X 2, PLEATED MDL 40 HI-CAP MERV 10 (16X25X2) |  |  |  | 4 |  | 0 | 0 | October | 2026
AHU-Q-1-STRNZ8 | 001 | 015600000004 | 2026-10-27 | 1501001094 | FILTER, 20 X 24 X 2, PLEATED MDL 40 HI-CAP MERV 10 (20X24X2, 24X20X2, 24 X 20 X 2)) | 1501001094 - FILTER, 20 X 24 X 2, PLEATED MDL 40 HI-CAP MERV 10 (20X24X2, 24X20X2, 24 X 20 X 2)) |  |  |  | 12 |  | 0 | 0 | October | 2026
AHU-Q-1-STRNZ8 | 001 | 015700000001 | 2026-10-27 | 1501001094 | FILTER, 20 X 24 X 2, PLEATED MDL 40 HI-CAP MERV 10 (20X24X2, 24X20X2, 24 X 20 X 2)) | 1501001094 - FILTER, 20 X 24 X 2, PLEATED MDL 40 HI-CAP MERV 10 (20X24X2, 24X20X2, 24 X 20 X 2)) |  |  |  | 9 |  | 0 | 0 | October | 2026
AHU-Q-1-STRNZ8 | 001 | 015700000002 | 2026-10-27 | 1501001094 | FILTER, 20 X 24 X 2, PLEATED MDL 40 HI-CAP MERV 10 (20X24X2, 24X20X2, 24 X 20 X 2)) | 1501001094 - FILTER, 20 X 24 X 2, PLEATED MDL 40 HI-CAP MERV 10 (20X24X2, 24X20X2, 24 X 20 X 2)) |  |  |  | 14 |  | 0 | 0 | October | 2026
AHU-Q-1-STRNZ8 | 001 | 015600000003 | 2026-10-27 | 1501001191 | FILTER, 9-1/2"X19-1/2"X2" (ACTUAL SIZE), PLEATED MDL 40 HI-CAP MERV 10 (10X20X2) | 1501001191 - FILTER, 9-1/2"X19-1/2"X2" (ACTUAL SIZE), PLEATED MDL 40 HI-CAP MERV 10 (10X20X2) |  |  |  | 2 |  | 0 | 0 | October | 2026
AHU-Q-1-STRNZ8 | 001 | 015600000004 | 2026-10-27 | 1501001122 | FILTER, 16 X 25 X 2, PLEATED MDL 40 HI-CAP MERV 10 (16X25X2) | 1501001122 - FILTER, 16 X 25 X 2, PLEATED MDL 40 HI-CAP MERV 10 (16X25X2) |  |  |  | 4 |  | 0 | 0 | October | 2026
AHU-Q-1-STRNZ8 | 001 | 015700000001 | 2026-10-27 | 1501001154 | FILTER, 24 X 30 X 2, PLEATED MDL 40 HI-CAP MERV 10 (24X30X2) | 1501001154 - FILTER, 24 X 30 X 2, PLEATED MDL 40 HI-CAP MERV 10 (24X30X2) |  |  |  | 1 |  | 15.4217 | 15.4217 | October | 2026
AHU-Q-1-STRNZ8 | 001 | 015700000002 | 2026-10-27 | 1501001122 | FILTER, 16 X 25 X 2, PLEATED MDL 40 HI-CAP MERV 10 (16X25X2) | 1501001122 - FILTER, 16 X 25 X 2, PLEATED MDL 40 HI-CAP MERV 10 (16X25X2) |  |  |  | 4 |  | 0 | 0 | October | 2026
AHU-Q-1-STRNZ8 | 001 | 015600000004 | 2026-10-27 | 1501003009 | FILTER, 14 INCH X 20 INCH X 2 INCH, PLEATED MDL 40 HI-CAP MERV 10 (14X20X2, 14 X 20 X 2) | 1501003009 - FILTER, 14 INCH X 20 INCH X 2 INCH, PLEATED MDL 40 HI-CAP MERV 10 (14X20X2, 14 X 20 X 2) |  |  |  | 4 |  | 0 | 0 | October | 2026
AHU-Q-1-STRNZ8 | 001 | 015700000001 | 2026-10-27 | 1501001149 | FILTER, 18 X 30 X 2, PLEATED MDL 40 HI-CAP MERV 10 , (18X30X2) | 1501001149 - FILTER, 18 X 30 X 2, PLEATED MDL 40 HI-CAP MERV 10 , (18X30X2) |  |  |  | 2 |  | 11.1902 | 22.3804 | October | 2026
AHU-Q-1-STRNZ8 | 001 | 015700000002 | 2026-10-27 | 1501003009 | FILTER, 14 INCH X 20 INCH X 2 INCH, PLEATED MDL 40 HI-CAP MERV 10 (14X20X2, 14 X 20 X 2) | 1501003009 - FILTER, 14 INCH X 20 INCH X 2 INCH, PLEATED MDL 40 HI-CAP MERV 10 (14X20X2, 14 X 20 X 2) |  |  |  | 2 |  | 0 | 0 | October | 2026
AHU-Q-1-STRNZ8 | 001 | 015600000004 | 2026-10-27 | 1501001121 | FILTER, 20 X 20 X 2, PLEATED MDL 40 STANDARD MERV 10 (20X20X2) | 1501001121 - FILTER, 20 X 20 X 2, PLEATED MDL 40 STANDARD MERV 10 (20X20X2) |  |  |  | 6 |  | 0 | 0 | October | 2026
AHU-Q-1-STRNZ8 | 001 | 015700000001 | 2026-10-27 | 1501001162 | FILTER, 12 X 24 X 4, PLEATED MDL 40 HI-CAP MERV 10 (12X24X4) | 1501001162 - FILTER, 12 X 24 X 4, PLEATED MDL 40 HI-CAP MERV 10 (12X24X4) |  |  |  | 3 |  | 6.3852 | 19.1556 | October | 2026
AHU-Q-1-STRNZ8 | 001 | 015600000004 | 2026-10-27 | 1501003007 | FILTER, 20 X 24 X 4, PLEATED MDL 40 HI-CAP MERV 10 (20X24X4) | 1501003007 - FILTER, 20 X 24 X 4, PLEATED MDL 40 HI-CAP MERV 10 (20X24X4) |  |  |  | 2 |  | 0 | 0 | October | 2026
AHU-Q-1-STRNZ8 | 001 | 015700000001 | 2026-10-27 | 1501001145 | FILTER, 24 X 24 X 4, PLEATED MDL 40 HI-CAP MERV 10 (24X24X4) | 1501001145 - FILTER, 24 X 24 X 4, PLEATED MDL 40 HI-CAP MERV 10 (24X24X4) |  |  |  | 6 |  | 0 | 0 | October | 2026
AHU-Q-1-STRNZ8 | 001 | 015600000004 | 2026-10-27 | 1501001145 | FILTER, 24 X 24 X 4, PLEATED MDL 40 HI-CAP MERV 10 (24X24X4) | 1501001145 - FILTER, 24 X 24 X 4, PLEATED MDL 40 HI-CAP MERV 10 (24X24X4) |  |  |  | 4 |  | 0 | 0 | October | 2026
AHU-Q-1-STRNZ8 | 001 | 015600000004 | 2026-10-27 | 1501001119 | FILTER, 24 X 24 X 2, PLEATED MDL 40 HI-CAP MERV 10 (24X24X2) | 1501001119 - FILTER, 24 X 24 X 2, PLEATED MDL 40 HI-CAP MERV 10 (24X24X2) |  |  |  | 2 |  | 0 | 0 | October | 2026
B0133 T4 F3 Q | 001 | 013300000003 | 2026-10-27 00:19 | 1501001129 | FILTER, 22 X 22 X 1, PLEATED MDL 40 HI-CAP MERV 10 (22X22X1) | 1501001129 - FILTER, 22 X 22 X 1, PLEATED MDL 40 HI-CAP MERV 10 (22X22X1) |  |  |  | 20 |  | 6.6198 | 132.396 | October | 2026
B0133 T4 F3 Q | 001 | 013300000003 | 2026-10-27 00:19 | 1501001133 | FILTER, 20 X 20 X 1, PLEATED MDL 40 STANDARD MERV 10 (20X20X1) | 1501001133 - FILTER, 20 X 20 X 1, PLEATED MDL 40 STANDARD MERV 10 (20X20X1) |  |  |  | 3 |  | 0 | 0 | October | 2026
B0133 T4 F4 Q | 001 | 013300000004 | 2026-10-27 00:19 | 1501001129 | FILTER, 22 X 22 X 1, PLEATED MDL 40 HI-CAP MERV 10 (22X22X1) | 1501001129 - FILTER, 22 X 22 X 1, PLEATED MDL 40 HI-CAP MERV 10 (22X22X1) |  |  |  | 20 |  | 6.6198 | 132.396 | October | 2026
B0133 T4 F4 Q | 001 | 013300000004 | 2026-10-27 00:19 | 1501001133 | FILTER, 20 X 20 X 1, PLEATED MDL 40 STANDARD MERV 10 (20X20X1) | 1501001133 - FILTER, 20 X 20 X 1, PLEATED MDL 40 STANDARD MERV 10 (20X20X1) |  |  |  | 3 |  | 0 | 0 | October | 2026
B8126 CRU-2 Q | 001 | 000000314029 | 2026-10-28 00:05 | 1501001911 | FILTER, 16 X 25 X 4, PLEATED MDL 40 HI-CAP MERV 10 (16X25X4) | 1501001911 - FILTER, 16 X 25 X 4, PLEATED MDL 40 HI-CAP MERV 10 (16X25X4) |  |  |  | 7 |  | 0 | 0 | October | 2026
B0130 T2 F6 Q | 001 | 013000000006 | 2026-10-28 00:19 | 1501001129 | FILTER, 22 X 22 X 1, PLEATED MDL 40 HI-CAP MERV 10 (22X22X1) | 1501001129 - FILTER, 22 X 22 X 1, PLEATED MDL 40 HI-CAP MERV 10 (22X22X1) |  |  |  | 21 |  | 6.6198 | 139.0158 | October | 2026
B0133 T4 F5 Q | 001 | 013300000005 | 2026-10-28 00:19 | 1501001129 | FILTER, 22 X 22 X 1, PLEATED MDL 40 HI-CAP MERV 10 (22X22X1) | 1501001129 - FILTER, 22 X 22 X 1, PLEATED MDL 40 HI-CAP MERV 10 (22X22X1) |  |  |  | 20 |  | 6.6198 | 132.396 | October | 2026
B0133 T4 F5 Q | 001 | 013300000005 | 2026-10-28 00:19 | 1501001133 | FILTER, 20 X 20 X 1, PLEATED MDL 40 STANDARD MERV 10 (20X20X1) | 1501001133 - FILTER, 20 X 20 X 1, PLEATED MDL 40 STANDARD MERV 10 (20X20X1) |  |  |  | 3 |  | 0 | 0 | October | 2026
B0133 T4 F6 Q | 001 | 013300000006 | 2026-10-28 00:19 | 1501001129 | FILTER, 22 X 22 X 1, PLEATED MDL 40 HI-CAP MERV 10 (22X22X1) | 1501001129 - FILTER, 22 X 22 X 1, PLEATED MDL 40 HI-CAP MERV 10 (22X22X1) |  |  |  | 17 |  | 6.6198 | 112.5366 | October | 2026
B0133 T4 F6 Q | 001 | 013300000006 | 2026-10-28 00:19 | 1501001133 | FILTER, 20 X 20 X 1, PLEATED MDL 40 STANDARD MERV 10 (20X20X1) | 1501001133 - FILTER, 20 X 20 X 1, PLEATED MDL 40 STANDARD MERV 10 (20X20X1) |  |  |  | 3 |  | 0 | 0 | October | 2026
B0162-AHU-Q | 001 | 000002100008 | 2026-10-30 00:05 | 1501001928 | FILTER, 20 X 22 X 1, PLEATED MDL 40 HI-CAP MERV 10 (20X22X1) | 1501001928 - FILTER, 20 X 22 X 1, PLEATED MDL 40 HI-CAP MERV 10 (20X22X1) |  |  |  | 1 |  | 1 | 1 | October | 2026
B0162-AHU-Q | 001 | 000002100009 | 2026-10-30 00:05 | 1501001928 | FILTER, 20 X 22 X 1, PLEATED MDL 40 HI-CAP MERV 10 (20X22X1) | 1501001928 - FILTER, 20 X 22 X 1, PLEATED MDL 40 HI-CAP MERV 10 (20X22X1) |  |  |  | 1 |  | 1 | 1 | October | 2026
B0162-AHU-Q | 001 | 000002100010 | 2026-10-30 00:05 | 1501001133 | FILTER, 20 X 20 X 1, PLEATED MDL 40 STANDARD MERV 10 (20X20X1) | 1501001133 - FILTER, 20 X 20 X 1, PLEATED MDL 40 STANDARD MERV 10 (20X20X1) |  |  |  | 1 |  | 0 | 0 | October | 2026
B0085 FCU BM | 001 | 000000073088 | 2026-11-02 | 1501001119 | FILTER, 24 X 24 X 2, PLEATED MDL 40 HI-CAP MERV 10 (24X24X2) | 1501001119 - FILTER, 24 X 24 X 2, PLEATED MDL 40 HI-CAP MERV 10 (24X24X2) |  |  |  | 3 |  | 0 | 0 | November | 2026
B0085 FCU BM | 001 | 000000073088 | 2026-11-02 | 1501001125 | FILTER, 12 X 24 X 2, PLEATED MDL 40 HI-CAP MERV 10 (12X24X2) | 1501001125 - FILTER, 12 X 24 X 2, PLEATED MDL 40 HI-CAP MERV 10 (12X24X2) |  |  |  | 3 |  | 0 | 0 | November | 2026
0129 0AHU 2-1 A | 001 | 000008091394 | 2026-11-02 00:07 | 1501002235 | FILTER, 30/30, DUAL 9, HIGH-CAPACITY, MERV 9, 16X20X2 | 1501002235 - FILTER, 30/30, DUAL 9, HIGH-CAPACITY, MERV 9, 16X20X2 |  |  |  | 2 |  | 0 | 0 | November | 2026
0129 0AHU 2-1 A | 001 | 000008091394 | 2026-11-02 00:07 | 1501001376 | BELT, #AX-35, AX35 (COG TYPE) | 1501001376 - BELT, #AX-35, AX35 (COG TYPE) |  |  |  | 1 |  | 0 | 0 | November | 2026
0129 0AHU 2-2 A | 001 | 000008091391 | 2026-11-02 00:07 | 1501002233 | FILTER, 30/30, DUAL 9, HIGH-CAPACITY, MERV 9, 20X24X2 | 1501002233 - FILTER, 30/30, DUAL 9, HIGH-CAPACITY, MERV 9, 20X24X2 |  |  |  | 2 |  | 0 | 0 | November | 2026
0129 0AHU 2-2 A | 001 | 000008091391 | 2026-11-02 00:07 | 1501001376 | BELT, #AX-35, AX35 (COG TYPE) | 1501001376 - BELT, #AX-35, AX35 (COG TYPE) |  |  |  | 1 |  | 0 | 0 | November | 2026
0129 0AHU 4-1 A | 001 | 000008091401 | 2026-11-02 00:07 | 1501002235 | FILTER, 30/30, DUAL 9, HIGH-CAPACITY, MERV 9, 16X20X2 | 1501002235 - FILTER, 30/30, DUAL 9, HIGH-CAPACITY, MERV 9, 16X20X2 |  |  |  | 2 |  | 0 | 0 | November | 2026
0129 0AHU 4-1 A | 001 | 000008091401 | 2026-11-02 00:07 | 1501001376 | BELT, #AX-35, AX35 (COG TYPE) | 1501001376 - BELT, #AX-35, AX35 (COG TYPE) |  |  |  | 1 |  | 0 | 0 | November | 2026
0129 0AHU 4-2 A | 001 | 000008091398 | 2026-11-02 00:07 | 1501002235 | FILTER, 30/30, DUAL 9, HIGH-CAPACITY, MERV 9, 16X20X2 | 1501002235 - FILTER, 30/30, DUAL 9, HIGH-CAPACITY, MERV 9, 16X20X2 |  |  |  | 2 |  | 0 | 0 | November | 2026
0129 0AHU 4-2 A | 001 | 000008091398 | 2026-11-02 00:07 | 1501001376 | BELT, #AX-35, AX35 (COG TYPE) | 1501001376 - BELT, #AX-35, AX35 (COG TYPE) |  |  |  | 1 |  | 0 | 0 | November | 2026
0129 0AHU 5-1 A | 001 | 000006091702 | 2026-11-02 00:07 | 1501002235 | FILTER, 30/30, DUAL 9, HIGH-CAPACITY, MERV 9, 16X20X2 | 1501002235 - FILTER, 30/30, DUAL 9, HIGH-CAPACITY, MERV 9, 16X20X2 |  |  |  | 2 |  | 0 | 0 | November | 2026
0129 0AHU 5-1 A | 001 | 000006091702 | 2026-11-02 00:07 | 1501001376 | BELT, #AX-35, AX35 (COG TYPE) | 1501001376 - BELT, #AX-35, AX35 (COG TYPE) |  |  |  | 1 |  | 0 | 0 | November | 2026
0129 0AHU 5-2 A | 001 | 000006091703 | 2026-11-02 00:07 | 1501002235 | FILTER, 30/30, DUAL 9, HIGH-CAPACITY, MERV 9, 16X20X2 | 1501002235 - FILTER, 30/30, DUAL 9, HIGH-CAPACITY, MERV 9, 16X20X2 |  |  |  | 2 |  | 0 | 0 | November | 2026
0129 0AHU 5-2 A | 001 | 000006091703 | 2026-11-02 00:07 | 1501001376 | BELT, #AX-35, AX35 (COG TYPE) | 1501001376 - BELT, #AX-35, AX35 (COG TYPE) |  |  |  | 1 |  | 0 | 0 | November | 2026
0129 0AHU 6-1 A | 001 | 000008091407 | 2026-11-02 00:07 | 1501002233 | FILTER, 30/30, DUAL 9, HIGH-CAPACITY, MERV 9, 20X24X2 | 1501002233 - FILTER, 30/30, DUAL 9, HIGH-CAPACITY, MERV 9, 20X24X2 |  |  |  | 2 |  | 0 | 0 | November | 2026
0129 0AHU 6-1 A | 001 | 000008091407 | 2026-11-02 00:07 | 1501001376 | BELT, #AX-35, AX35 (COG TYPE) | 1501001376 - BELT, #AX-35, AX35 (COG TYPE) |  |  |  | 1 |  | 0 | 0 | November | 2026
0129 0AHU 6-2 A | 001 | 000008091404 | 2026-11-02 00:07 | 1501001490 | FILTER, 30/30, DUAL 9, HIGH-CAPACITY, MERV 9, 18X24X2 | 1501001490 - FILTER, 30/30, DUAL 9, HIGH-CAPACITY, MERV 9, 18X24X2 |  |  |  | 1 |  | 0 | 0 | November | 2026
0129 0AHU 6-2 A | 001 | 000008091404 | 2026-11-02 00:07 | 1501001376 | BELT, #AX-35, AX35 (COG TYPE) | 1501001376 - BELT, #AX-35, AX35 (COG TYPE) |  |  |  | 1 |  | 0 | 0 | November | 2026
0129 0AHU 7-1 A | 001 | 000006091704 | 2026-11-02 00:07 | 1501002233 | FILTER, 30/30, DUAL 9, HIGH-CAPACITY, MERV 9, 20X24X2 | 1501002233 - FILTER, 30/30, DUAL 9, HIGH-CAPACITY, MERV 9, 20X24X2 |  |  |  | 2 |  | 0 | 0 | November | 2026
0129 0AHU 7-1 A | 001 | 000006091704 | 2026-11-02 00:07 | 1501001376 | BELT, #AX-35, AX35 (COG TYPE) | 1501001376 - BELT, #AX-35, AX35 (COG TYPE) |  |  |  | 1 |  | 0 | 0 | November | 2026
0129 0AHU 7-2 A | 001 | 000006091705 | 2026-11-02 00:07 | 1501002233 | FILTER, 30/30, DUAL 9, HIGH-CAPACITY, MERV 9, 20X24X2 | 1501002233 - FILTER, 30/30, DUAL 9, HIGH-CAPACITY, MERV 9, 20X24X2 |  |  |  | 2 |  | 0 | 0 | November | 2026
0129 0AHU 7-2 A | 001 | 000006091705 | 2026-11-02 00:07 | 1501001376 | BELT, #AX-35, AX35 (COG TYPE) | 1501001376 - BELT, #AX-35, AX35 (COG TYPE) |  |  |  | 1 |  | 0 | 0 | November | 2026
0129 OAU 1-1 A | 001 | 000006091698 | 2026-11-02 00:07 | 1501002233 | FILTER, 30/30, DUAL 9, HIGH-CAPACITY, MERV 9, 20X24X2 | 1501002233 - FILTER, 30/30, DUAL 9, HIGH-CAPACITY, MERV 9, 20X24X2 |  |  |  | 2 |  | 0 | 0 | November | 2026
0129 OAU 1-1 A | 001 | 000006091698 | 2026-11-02 00:07 | 1501001376 | BELT, #AX-35, AX35 (COG TYPE) | 1501001376 - BELT, #AX-35, AX35 (COG TYPE) |  |  |  | 1 |  | 0 | 0 | November | 2026
0129 OAU 1-2 A | 001 | 000006091699 | 2026-11-02 00:07 | 1501002233 | FILTER, 30/30, DUAL 9, HIGH-CAPACITY, MERV 9, 20X24X2 | 1501002233 - FILTER, 30/30, DUAL 9, HIGH-CAPACITY, MERV 9, 20X24X2 |  |  |  | 2 |  | 0 | 0 | November | 2026
0129 OAU 1-2 A | 001 | 000006091699 | 2026-11-02 00:07 | 1501001376 | BELT, #AX-35, AX35 (COG TYPE) | 1501001376 - BELT, #AX-35, AX35 (COG TYPE) |  |  |  | 1 |  | 0 | 0 | November | 2026
0129 OAU 3-1 A | 001 | 000006091700 | 2026-11-02 00:07 | 1501002235 | FILTER, 30/30, DUAL 9, HIGH-CAPACITY, MERV 9, 16X20X2 | 1501002235 - FILTER, 30/30, DUAL 9, HIGH-CAPACITY, MERV 9, 16X20X2 |  |  |  | 2 |  | 0 | 0 | November | 2026
0129 OAU 3-1 A | 001 | 000006091700 | 2026-11-02 00:07 | 1501001376 | BELT, #AX-35, AX35 (COG TYPE) | 1501001376 - BELT, #AX-35, AX35 (COG TYPE) |  |  |  | 1 |  | 0 | 0 | November | 2026
0129 OAU 3-2 A | 001 | 000006091701 | 2026-11-02 00:07 | 1501002235 | FILTER, 30/30, DUAL 9, HIGH-CAPACITY, MERV 9, 16X20X2 | 1501002235 - FILTER, 30/30, DUAL 9, HIGH-CAPACITY, MERV 9, 16X20X2 |  |  |  | 2 |  | 0 | 0 | November | 2026
0129 OAU 3-2 A | 001 | 000006091701 | 2026-11-02 00:07 | 1501001376 | BELT, #AX-35, AX35 (COG TYPE) | 1501001376 - BELT, #AX-35, AX35 (COG TYPE) |  |  |  | 1 |  | 0 | 0 | November | 2026
0154 EF-18 S-BT | 001 | 000006094278 | 2026-11-02 00:08 | 1501001350 | BELT, #AX-36, AX36 (COG TYPE) | 1501001350 - BELT, #AX-36, AX36 (COG TYPE) |  |  |  | 2 |  | 0 | 0 | November | 2026
B0026 AHU1 Q | 001 | 000000016001 | 2026-11-02 00:12 | 1501002233 | FILTER, 30/30, DUAL 9, HIGH-CAPACITY, MERV 9, 20X24X2 | 1501002233 - FILTER, 30/30, DUAL 9, HIGH-CAPACITY, MERV 9, 20X24X2 |  |  |  | 8 |  | 0 | 0 | November | 2026
B0026 AHU1 Q | 001 | 000000016001 | 2026-11-02 00:12 | 1501002231 | FILTER, 30/30, DUAL 9, HIGH-CAPACITY, MERV 9, 12X24X2 | 1501002231 - FILTER, 30/30, DUAL 9, HIGH-CAPACITY, MERV 9, 12X24X2 |  |  |  | 4 |  | 0 | 0 | November | 2026
B0026 AHU2 Q | 001 | 000000016002 | 2026-11-02 00:12 | 1501001094 | FILTER, 20 X 24 X 2, PLEATED MDL 40 HI-CAP MERV 10 (20X24X2, 24X20X2, 24 X 20 X 2)) | 1501001094 - FILTER, 20 X 24 X 2, PLEATED MDL 40 HI-CAP MERV 10 (20X24X2, 24X20X2, 24 X 20 X 2)) |  |  |  | 2 |  | 0 | 0 | November | 2026
B0026 AHU2 Q | 001 | 000000016002 | 2026-11-02 00:12 | 1501001119 | FILTER, 24 X 24 X 2, PLEATED MDL 40 HI-CAP MERV 10 (24X24X2) | 1501001119 - FILTER, 24 X 24 X 2, PLEATED MDL 40 HI-CAP MERV 10 (24X24X2) |  |  |  | 1 |  | 0 | 0 | November | 2026
B0026 AHU2 Q | 001 | 000000016002 | 2026-11-02 00:12 | 1501001125 | FILTER, 12 X 24 X 2, PLEATED MDL 40 HI-CAP MERV 10 (12X24X2) | 1501001125 - FILTER, 12 X 24 X 2, PLEATED MDL 40 HI-CAP MERV 10 (12X24X2) |  |  |  | 2 |  | 0 | 0 | November | 2026
B0026 AHU5 Q | 001 | 000000016004 | 2026-11-02 00:12 | 1501001094 | FILTER, 20 X 24 X 2, PLEATED MDL 40 HI-CAP MERV 10 (20X24X2, 24X20X2, 24 X 20 X 2)) | 1501001094 - FILTER, 20 X 24 X 2, PLEATED MDL 40 HI-CAP MERV 10 (20X24X2, 24X20X2, 24 X 20 X 2)) |  |  |  | 2 |  | 0 | 0 | November | 2026
B0070 AHU LCC Q | 001 | 007000000001 | 2026-11-02 00:14 | 1501001139 | FILTER, 16 X 20 X 1, PLEATED MDL 40 HI-CAP MERV 10 (16X20X1) (ACTUAL SIZE: 15-1/2"X19-1/2"X3/4") | 1501001139 - FILTER, 16 X 20 X 1, PLEATED MDL 40 HI-CAP MERV 10 (16X20X1) (ACTUAL SIZE: 15-1/2"X19-1/2"X3/4") |  |  |  | 4 |  | 0 | 0 | November | 2026
B0070 AHU LCC Q | 001 | 007000000002 | 2026-11-02 00:14 | 1501001139 | FILTER, 16 X 20 X 1, PLEATED MDL 40 HI-CAP MERV 10 (16X20X1) (ACTUAL SIZE: 15-1/2"X19-1/2"X3/4") | 1501001139 - FILTER, 16 X 20 X 1, PLEATED MDL 40 HI-CAP MERV 10 (16X20X1) (ACTUAL SIZE: 15-1/2"X19-1/2"X3/4") |  |  |  | 4 |  | 0 | 0 | November | 2026
B0070 AHU LCC Q | 001 | 007000000003 | 2026-11-02 00:14 | 1501001139 | FILTER, 16 X 20 X 1, PLEATED MDL 40 HI-CAP MERV 10 (16X20X1) (ACTUAL SIZE: 15-1/2"X19-1/2"X3/4") | 1501001139 - FILTER, 16 X 20 X 1, PLEATED MDL 40 HI-CAP MERV 10 (16X20X1) (ACTUAL SIZE: 15-1/2"X19-1/2"X3/4") |  |  |  | 4 |  | 0 | 0 | November | 2026
B8126 ERV-1 Q | 001 | 000000314220 | 2026-11-02 00:23 | 1501002231 | FILTER, 30/30, DUAL 9, HIGH-CAPACITY, MERV 9, 12X24X2 | 1501002231 - FILTER, 30/30, DUAL 9, HIGH-CAPACITY, MERV 9, 12X24X2 |  |  |  | 4 |  | 0 | 0 | November | 2026
B8126 ERV-1 Q | 001 | 000000314220 | 2026-11-02 00:23 | 1501002234 | FILTER, 30/30, DUAL 9, HIGH-CAPACITY, MERV 9, 24X24X2 | 1501002234 - FILTER, 30/30, DUAL 9, HIGH-CAPACITY, MERV 9, 24X24X2 |  |  |  | 8 |  | 0 | 0 | November | 2026
B8136 AHU Q | 001 | 813600000001 | 2026-11-02 00:23 | 1501001113 | FILTER, 18 X 20 X 1 PLEATED MDL 40 HI-CAP MERV 10 (18X20X1) | 1501001113 - FILTER, 18 X 20 X 1 PLEATED MDL 40 HI-CAP MERV 10 (18X20X1) |  |  |  | 16 |  | 4.4699 | 71.5184 | November | 2026
B8136 AHU Q | 001 | 813600000002 | 2026-11-02 00:23 | 1501001113 | FILTER, 18 X 20 X 1 PLEATED MDL 40 HI-CAP MERV 10 (18X20X1) | 1501001113 - FILTER, 18 X 20 X 1 PLEATED MDL 40 HI-CAP MERV 10 (18X20X1) |  |  |  | 27 |  | 4.4699 | 120.6873 | November | 2026
B8136 AHU Q | 001 | 813600000003 | 2026-11-02 00:23 | 1501001113 | FILTER, 18 X 20 X 1 PLEATED MDL 40 HI-CAP MERV 10 (18X20X1) | 1501001113 - FILTER, 18 X 20 X 1 PLEATED MDL 40 HI-CAP MERV 10 (18X20X1) |  |  |  | 34 |  | 4.4699 | 151.9766 | November | 2026
B8136 AHU Q | 001 | 813600000001 | 2026-11-02 00:23 | 1501001112 | FILTER, 18 X 24 X 1, PLEATED MDL 40 HI-CAP MERV 10 (18X24X1, 24X18X1, 24 X 18 X 1) | 1501001112 - FILTER, 18 X 24 X 1, PLEATED MDL 40 HI-CAP MERV 10 (18X24X1, 24X18X1, 24 X 18 X 1) |  |  |  | 1 |  | 0 | 0 | November | 2026
B8136 AHU Q | 001 | 813600000002 | 2026-11-02 00:23 | 1501001928 | FILTER, 20 X 22 X 1, PLEATED MDL 40 HI-CAP MERV 10 (20X22X1) | 1501001928 - FILTER, 20 X 22 X 1, PLEATED MDL 40 HI-CAP MERV 10 (20X22X1) |  |  |  | 2 |  | 1 | 2 | November | 2026
B8136 AHU Q | 001 | 813600000003 | 2026-11-02 00:23 | 1501001098 | FILTER, 14 X 18 X 1, PLEATED MDL 40 HI-CAP MERV 10 (14X18X1) | 1501001098 - FILTER, 14 X 18 X 1, PLEATED MDL 40 HI-CAP MERV 10 (14X18X1) |  |  |  | 8 |  | 0 | 0 | November | 2026
B8136 AHU Q | 001 | 813600000002 | 2026-11-02 00:23 | 1501001098 | FILTER, 14 X 18 X 1, PLEATED MDL 40 HI-CAP MERV 10 (14X18X1) | 1501001098 - FILTER, 14 X 18 X 1, PLEATED MDL 40 HI-CAP MERV 10 (14X18X1) |  |  |  | 5 |  | 0 | 0 | November | 2026
B8136 AHU Q | 001 | 813600000001 | 2026-11-02 00:23 | 1501001928 | FILTER, 20 X 22 X 1, PLEATED MDL 40 HI-CAP MERV 10 (20X22X1) | 1501001928 - FILTER, 20 X 22 X 1, PLEATED MDL 40 HI-CAP MERV 10 (20X22X1) |  |  |  | 1 |  | 1 | 1 | November | 2026
B8136 AHU Q | 001 | 813600000001 | 2026-11-02 00:23 | 1501001098 | FILTER, 14 X 18 X 1, PLEATED MDL 40 HI-CAP MERV 10 (14X18X1) | 1501001098 - FILTER, 14 X 18 X 1, PLEATED MDL 40 HI-CAP MERV 10 (14X18X1) |  |  |  | 4 |  | 0 | 0 | November | 2026
B8136 AHU Q.2 | 001 | 813600000004 | 2026-11-02 00:23 | 1501001113 | FILTER, 18 X 20 X 1 PLEATED MDL 40 HI-CAP MERV 10 (18X20X1) | 1501001113 - FILTER, 18 X 20 X 1 PLEATED MDL 40 HI-CAP MERV 10 (18X20X1) |  |  |  | 41 |  | 4.4699 | 183.2659 | November | 2026
B8136 AHU Q.2 | 001 | 813600000005 | 2026-11-02 00:23 | 1501001113 | FILTER, 18 X 20 X 1 PLEATED MDL 40 HI-CAP MERV 10 (18X20X1) | 1501001113 - FILTER, 18 X 20 X 1 PLEATED MDL 40 HI-CAP MERV 10 (18X20X1) |  |  |  | 39 |  | 4.4699 | 174.3261 | November | 2026
B8136 AHU Q.2 | 001 | 813600000004 | 2026-11-02 00:23 | 1501001098 | FILTER, 14 X 18 X 1, PLEATED MDL 40 HI-CAP MERV 10 (14X18X1) | 1501001098 - FILTER, 14 X 18 X 1, PLEATED MDL 40 HI-CAP MERV 10 (14X18X1) |  |  |  | 1 |  | 0 | 0 | November | 2026
B8136 AHU Q.2 | 001 | 813600000005 | 2026-11-02 00:23 | 1501001098 | FILTER, 14 X 18 X 1, PLEATED MDL 40 HI-CAP MERV 10 (14X18X1) | 1501001098 - FILTER, 14 X 18 X 1, PLEATED MDL 40 HI-CAP MERV 10 (14X18X1) |  |  |  | 3 |  | 0 | 0 | November | 2026
B8136 AHU Q.2 | 001 | 813600000006 | 2026-11-02 00:23 | 1501001113 | FILTER, 18 X 20 X 1 PLEATED MDL 40 HI-CAP MERV 10 (18X20X1) | 1501001113 - FILTER, 18 X 20 X 1 PLEATED MDL 40 HI-CAP MERV 10 (18X20X1) |  |  |  | 23 |  | 4.4699 | 102.8077 | November | 2026
B8136 AHU Q.2 | 001 | 813600000006 | 2026-11-02 00:23 | 1501001098 | FILTER, 14 X 18 X 1, PLEATED MDL 40 HI-CAP MERV 10 (14X18X1) | 1501001098 - FILTER, 14 X 18 X 1, PLEATED MDL 40 HI-CAP MERV 10 (14X18X1) |  |  |  | 1 |  | 0 | 0 | November | 2026
EF S-1 SU B RF | 001 | 000090002668 | 2026-11-03 | 1501001261 | BELT, #3L260 | 1501001261 - BELT, #3L260 |  |  |  | 1 |  | 1.9678 | 1.9678 | November | 2026
EF S-1 SU B RF | 001 | 000090002669 | 2026-11-03 | 1501001261 | BELT, #3L260 | 1501001261 - BELT, #3L260 |  |  |  | 1 |  | 1.9678 | 1.9678 | November | 2026
EF S-1 SU B RF | 001 | 000090002670 | 2026-11-03 | 1501001261 | BELT, #3L260 | 1501001261 - BELT, #3L260 |  |  |  | 1 |  | 1.9678 | 1.9678 | November | 2026
EF S-1 SU B RF | 001 | 000090002671 | 2026-11-03 | 1501001342 | BELT, #AX-26, AX26 (COG TYPE) | 1501001342 - BELT, #AX-26, AX26 (COG TYPE) |  |  |  | 1 |  | 5.4945 | 5.4945 | November | 2026
B0069 AHU LCC Q | 001 | 006900000001 | 2026-11-03 00:14 | 1501001139 | FILTER, 16 X 20 X 1, PLEATED MDL 40 HI-CAP MERV 10 (16X20X1) (ACTUAL SIZE: 15-1/2"X19-1/2"X3/4") | 1501001139 - FILTER, 16 X 20 X 1, PLEATED MDL 40 HI-CAP MERV 10 (16X20X1) (ACTUAL SIZE: 15-1/2"X19-1/2"X3/4") |  |  |  | 4 |  | 0 | 0 | November | 2026
B0069 AHU LCC Q | 001 | 006900000002 | 2026-11-03 00:14 | 1501001139 | FILTER, 16 X 20 X 1, PLEATED MDL 40 HI-CAP MERV 10 (16X20X1) (ACTUAL SIZE: 15-1/2"X19-1/2"X3/4") | 1501001139 - FILTER, 16 X 20 X 1, PLEATED MDL 40 HI-CAP MERV 10 (16X20X1) (ACTUAL SIZE: 15-1/2"X19-1/2"X3/4") |  |  |  | 4 |  | 0 | 0 | November | 2026
B0069 AHU LCC Q | 001 | 006900000003 | 2026-11-03 00:14 | 1501001139 | FILTER, 16 X 20 X 1, PLEATED MDL 40 HI-CAP MERV 10 (16X20X1) (ACTUAL SIZE: 15-1/2"X19-1/2"X3/4") | 1501001139 - FILTER, 16 X 20 X 1, PLEATED MDL 40 HI-CAP MERV 10 (16X20X1) (ACTUAL SIZE: 15-1/2"X19-1/2"X3/4") |  |  |  | 4 |  | 0 | 0 | November | 2026
B0124 AHU-Q | 001 | 000000112000 | 2026-11-04 | 1501001121 | FILTER, 20 X 20 X 2, PLEATED MDL 40 STANDARD MERV 10 (20X20X2) | 1501001121 - FILTER, 20 X 20 X 2, PLEATED MDL 40 STANDARD MERV 10 (20X20X2) |  |  |  | 4 |  | 0 | 0 | November | 2026
B0124 AHU-Q | 001 | 000000112001 | 2026-11-04 | 1501001121 | FILTER, 20 X 20 X 2, PLEATED MDL 40 STANDARD MERV 10 (20X20X2) | 1501001121 - FILTER, 20 X 20 X 2, PLEATED MDL 40 STANDARD MERV 10 (20X20X2) |  |  |  | 4 |  | 0 | 0 | November | 2026
B0068 AHU LCC Q | 001 | 006800000002 | 2026-11-04 00:14 | 1501001139 | FILTER, 16 X 20 X 1, PLEATED MDL 40 HI-CAP MERV 10 (16X20X1) (ACTUAL SIZE: 15-1/2"X19-1/2"X3/4") | 1501001139 - FILTER, 16 X 20 X 1, PLEATED MDL 40 HI-CAP MERV 10 (16X20X1) (ACTUAL SIZE: 15-1/2"X19-1/2"X3/4") |  |  |  | 4 |  | 0 | 0 | November | 2026
B0068 AHU LCC Q | 001 | 006800000003 | 2026-11-04 00:14 | 1501001139 | FILTER, 16 X 20 X 1, PLEATED MDL 40 HI-CAP MERV 10 (16X20X1) (ACTUAL SIZE: 15-1/2"X19-1/2"X3/4") | 1501001139 - FILTER, 16 X 20 X 1, PLEATED MDL 40 HI-CAP MERV 10 (16X20X1) (ACTUAL SIZE: 15-1/2"X19-1/2"X3/4") |  |  |  | 4 |  | 0 | 0 | November | 2026
B0068 AHU LCC Q | 001 | 006800000001 | 2026-11-04 00:14 | 1501001139 | FILTER, 16 X 20 X 1, PLEATED MDL 40 HI-CAP MERV 10 (16X20X1) (ACTUAL SIZE: 15-1/2"X19-1/2"X3/4") | 1501001139 - FILTER, 16 X 20 X 1, PLEATED MDL 40 HI-CAP MERV 10 (16X20X1) (ACTUAL SIZE: 15-1/2"X19-1/2"X3/4") |  |  |  | 4 |  | 0 | 0 | November | 2026
B0001 AHU A | 001 | 000008091156 | 2026-11-05 00:10 | 1501003007 | FILTER, 20 X 24 X 4, PLEATED MDL 40 HI-CAP MERV 10 (20X24X4) | 1501003007 - FILTER, 20 X 24 X 4, PLEATED MDL 40 HI-CAP MERV 10 (20X24X4) |  |  |  | 2 |  | 0 | 0 | November | 2026
B0001 AHU A | 001 | 000008091157 | 2026-11-05 00:10 | 1501003007 | FILTER, 20 X 24 X 4, PLEATED MDL 40 HI-CAP MERV 10 (20X24X4) | 1501003007 - FILTER, 20 X 24 X 4, PLEATED MDL 40 HI-CAP MERV 10 (20X24X4) |  |  |  | 2 |  | 0 | 0 | November | 2026
B0001 AHU A | 001 | 000008091158 | 2026-11-05 00:10 | 1501001162 | FILTER, 12 X 24 X 4, PLEATED MDL 40 HI-CAP MERV 10 (12X24X4) | 1501001162 - FILTER, 12 X 24 X 4, PLEATED MDL 40 HI-CAP MERV 10 (12X24X4) |  |  |  | 3 |  | 6.3852 | 19.1556 | November | 2026
B0001 AHU A | 001 | 000008093117 | 2026-11-05 00:10 | 1501001162 | FILTER, 12 X 24 X 4, PLEATED MDL 40 HI-CAP MERV 10 (12X24X4) | 1501001162 - FILTER, 12 X 24 X 4, PLEATED MDL 40 HI-CAP MERV 10 (12X24X4) |  |  |  | 3 |  | 6.3852 | 19.1556 | November | 2026
B0001 AHU A | 001 | 000008093118 | 2026-11-05 00:10 | 1501003007 | FILTER, 20 X 24 X 4, PLEATED MDL 40 HI-CAP MERV 10 (20X24X4) | 1501003007 - FILTER, 20 X 24 X 4, PLEATED MDL 40 HI-CAP MERV 10 (20X24X4) |  |  |  | 2 |  | 0 | 0 | November | 2026
B0001 AHU A | 001 | 000008091158 | 2026-11-05 00:10 | 1501003007 | FILTER, 20 X 24 X 4, PLEATED MDL 40 HI-CAP MERV 10 (20X24X4) | 1501003007 - FILTER, 20 X 24 X 4, PLEATED MDL 40 HI-CAP MERV 10 (20X24X4) |  |  |  | 1 |  | 0 | 0 | November | 2026
B0001 AHU A | 001 | 000008093117 | 2026-11-05 00:10 | 1501003007 | FILTER, 20 X 24 X 4, PLEATED MDL 40 HI-CAP MERV 10 (20X24X4) | 1501003007 - FILTER, 20 X 24 X 4, PLEATED MDL 40 HI-CAP MERV 10 (20X24X4) |  |  |  | 1 |  | 0 | 0 | November | 2026
B0067 AHU LCC Q | 001 | 006700000001 | 2026-11-05 00:14 | 1501001139 | FILTER, 16 X 20 X 1, PLEATED MDL 40 HI-CAP MERV 10 (16X20X1) (ACTUAL SIZE: 15-1/2"X19-1/2"X3/4") | 1501001139 - FILTER, 16 X 20 X 1, PLEATED MDL 40 HI-CAP MERV 10 (16X20X1) (ACTUAL SIZE: 15-1/2"X19-1/2"X3/4") |  |  |  | 4 |  | 0 | 0 | November | 2026
B0067 AHU LCC Q | 001 | 006700000002 | 2026-11-05 00:14 | 1501001139 | FILTER, 16 X 20 X 1, PLEATED MDL 40 HI-CAP MERV 10 (16X20X1) (ACTUAL SIZE: 15-1/2"X19-1/2"X3/4") | 1501001139 - FILTER, 16 X 20 X 1, PLEATED MDL 40 HI-CAP MERV 10 (16X20X1) (ACTUAL SIZE: 15-1/2"X19-1/2"X3/4") |  |  |  | 4 |  | 0 | 0 | November | 2026
B0067 AHU LCC Q | 001 | 006700000003 | 2026-11-05 00:14 | 1501001139 | FILTER, 16 X 20 X 1, PLEATED MDL 40 HI-CAP MERV 10 (16X20X1) (ACTUAL SIZE: 15-1/2"X19-1/2"X3/4") | 1501001139 - FILTER, 16 X 20 X 1, PLEATED MDL 40 HI-CAP MERV 10 (16X20X1) (ACTUAL SIZE: 15-1/2"X19-1/2"X3/4") |  |  |  | 4 |  | 0 | 0 | November | 2026
FCU-Q-1-Z2 | 001 | 000000028456 | 2026-11-06 | 1501001118 | FILTER, 12 X 16 X 2, PLEATED MDL 40 HI-CAP MERV 10 (12X16X2) | 1501001118 - FILTER, 12 X 16 X 2, PLEATED MDL 40 HI-CAP MERV 10 (12X16X2) |  |  |  | 1 |  | 5.6772 | 5.6772 | November | 2026
FCU-Q-1-Z2 | 001 | 000000028456 | 2026-11-06 | 1501001123 | FILTER, 16 X 20 X 2, PLEATED MDL 40 HI-CAP MERV 10 (16X20X2) | 1501001123 - FILTER, 16 X 20 X 2, PLEATED MDL 40 HI-CAP MERV 10 (16X20X2) |  |  |  | 1 |  | 0 | 0 | November | 2026
B0066 AHU LCC Q | 001 | 006600000001 | 2026-11-06 00:14 | 1501001139 | FILTER, 16 X 20 X 1, PLEATED MDL 40 HI-CAP MERV 10 (16X20X1) (ACTUAL SIZE: 15-1/2"X19-1/2"X3/4") | 1501001139 - FILTER, 16 X 20 X 1, PLEATED MDL 40 HI-CAP MERV 10 (16X20X1) (ACTUAL SIZE: 15-1/2"X19-1/2"X3/4") |  |  |  | 4 |  | 0 | 0 | November | 2026
B0066 AHU LCC Q | 001 | 006600000002 | 2026-11-06 00:14 | 1501001139 | FILTER, 16 X 20 X 1, PLEATED MDL 40 HI-CAP MERV 10 (16X20X1) (ACTUAL SIZE: 15-1/2"X19-1/2"X3/4") | 1501001139 - FILTER, 16 X 20 X 1, PLEATED MDL 40 HI-CAP MERV 10 (16X20X1) (ACTUAL SIZE: 15-1/2"X19-1/2"X3/4") |  |  |  | 4 |  | 0 | 0 | November | 2026
B0066 AHU LCC Q | 001 | 006600000003 | 2026-11-06 00:14 | 1501001139 | FILTER, 16 X 20 X 1, PLEATED MDL 40 HI-CAP MERV 10 (16X20X1) (ACTUAL SIZE: 15-1/2"X19-1/2"X3/4") | 1501001139 - FILTER, 16 X 20 X 1, PLEATED MDL 40 HI-CAP MERV 10 (16X20X1) (ACTUAL SIZE: 15-1/2"X19-1/2"X3/4") |  |  |  | 4 |  | 0 | 0 | November | 2026
B0138 FLT M | 001 | 013801040000 | 2026-11-06 00:19 | 1501001133 | FILTER, 20 X 20 X 1, PLEATED MDL 40 STANDARD MERV 10 (20X20X1) | 1501001133 - FILTER, 20 X 20 X 1, PLEATED MDL 40 STANDARD MERV 10 (20X20X1) |  |  |  | 4 |  | 0 | 0 | November | 2026
0130 OAU 1-1 A | 001 | 000006091732 | 2026-11-09 00:07 | 1501002233 | FILTER, 30/30, DUAL 9, HIGH-CAPACITY, MERV 9, 20X24X2 | 1501002233 - FILTER, 30/30, DUAL 9, HIGH-CAPACITY, MERV 9, 20X24X2 |  |  |  | 2 |  | 0 | 0 | November | 2026
0130 OAU 1-1 A | 001 | 000006091732 | 2026-11-09 00:07 | 1501001376 | BELT, #AX-35, AX35 (COG TYPE) | 1501001376 - BELT, #AX-35, AX35 (COG TYPE) |  |  |  | 1 |  | 0 | 0 | November | 2026
0130 OAU 1-2 A | 001 | 000006091733 | 2026-11-09 00:07 | 1501002233 | FILTER, 30/30, DUAL 9, HIGH-CAPACITY, MERV 9, 20X24X2 | 1501002233 - FILTER, 30/30, DUAL 9, HIGH-CAPACITY, MERV 9, 20X24X2 |  |  |  | 2 |  | 0 | 0 | November | 2026
0130 OAU 1-2 A | 001 | 000006091733 | 2026-11-09 00:07 | 1501001376 | BELT, #AX-35, AX35 (COG TYPE) | 1501001376 - BELT, #AX-35, AX35 (COG TYPE) |  |  |  | 1 |  | 0 | 0 | November | 2026
0130 OAU 2-1 A | 001 | 000006091734 | 2026-11-09 00:07 | 1501002235 | FILTER, 30/30, DUAL 9, HIGH-CAPACITY, MERV 9, 16X20X2 | 1501002235 - FILTER, 30/30, DUAL 9, HIGH-CAPACITY, MERV 9, 16X20X2 |  |  |  | 2 |  | 0 | 0 | November | 2026
0130 OAU 2-1 A | 001 | 000006091734 | 2026-11-09 00:07 | 1501001376 | BELT, #AX-35, AX35 (COG TYPE) | 1501001376 - BELT, #AX-35, AX35 (COG TYPE) |  |  |  | 1 |  | 0 | 0 | November | 2026
0130 OAU 2-2 A | 001 | 000006091735 | 2026-11-09 00:07 | 1501002233 | FILTER, 30/30, DUAL 9, HIGH-CAPACITY, MERV 9, 20X24X2 | 1501002233 - FILTER, 30/30, DUAL 9, HIGH-CAPACITY, MERV 9, 20X24X2 |  |  |  | 2 |  | 0 | 0 | November | 2026
0130 OAU 2-2 A | 001 | 000006091735 | 2026-11-09 00:07 | 1501001376 | BELT, #AX-35, AX35 (COG TYPE) | 1501001376 - BELT, #AX-35, AX35 (COG TYPE) |  |  |  | 1 |  | 0 | 0 | November | 2026
0130 OAU 3-1 A | 001 | 000008091419 | 2026-11-09 00:07 | 1501002235 | FILTER, 30/30, DUAL 9, HIGH-CAPACITY, MERV 9, 16X20X2 | 1501002235 - FILTER, 30/30, DUAL 9, HIGH-CAPACITY, MERV 9, 16X20X2 |  |  |  | 2 |  | 0 | 0 | November | 2026
0130 OAU 3-1 A | 001 | 000008091419 | 2026-11-09 00:07 | 1501001376 | BELT, #AX-35, AX35 (COG TYPE) | 1501001376 - BELT, #AX-35, AX35 (COG TYPE) |  |  |  | 1 |  | 0 | 0 | November | 2026
0130 OAU 3-2 A | 001 | 000008091423 | 2026-11-09 00:07 | 1501002235 | FILTER, 30/30, DUAL 9, HIGH-CAPACITY, MERV 9, 16X20X2 | 1501002235 - FILTER, 30/30, DUAL 9, HIGH-CAPACITY, MERV 9, 16X20X2 |  |  |  | 2 |  | 0 | 0 | November | 2026
0130 OAU 3-2 A | 001 | 000008091423 | 2026-11-09 00:07 | 1501001376 | BELT, #AX-35, AX35 (COG TYPE) | 1501001376 - BELT, #AX-35, AX35 (COG TYPE) |  |  |  | 1 |  | 0 | 0 | November | 2026
0130 OAU 4-1 A | 001 | 000008091426 | 2026-11-09 00:07 | 1501002235 | FILTER, 30/30, DUAL 9, HIGH-CAPACITY, MERV 9, 16X20X2 | 1501002235 - FILTER, 30/30, DUAL 9, HIGH-CAPACITY, MERV 9, 16X20X2 |  |  |  | 2 |  | 0 | 0 | November | 2026
0130 OAU 4-1 A | 001 | 000008091426 | 2026-11-09 00:07 | 1501001376 | BELT, #AX-35, AX35 (COG TYPE) | 1501001376 - BELT, #AX-35, AX35 (COG TYPE) |  |  |  | 1 |  | 0 | 0 | November | 2026
0130 OAU 4-2 A | 001 | 000008091430 | 2026-11-09 00:07 | 1501002235 | FILTER, 30/30, DUAL 9, HIGH-CAPACITY, MERV 9, 16X20X2 | 1501002235 - FILTER, 30/30, DUAL 9, HIGH-CAPACITY, MERV 9, 16X20X2 |  |  |  | 2 |  | 0 | 0 | November | 2026
0130 OAU 4-2 A | 001 | 000008091430 | 2026-11-09 00:07 | 1501001376 | BELT, #AX-35, AX35 (COG TYPE) | 1501001376 - BELT, #AX-35, AX35 (COG TYPE) |  |  |  | 1 |  | 0 | 0 | November | 2026
0130 OAU 5-1 A | 001 | 000007091112 | 2026-11-09 00:07 | 1501002235 | FILTER, 30/30, DUAL 9, HIGH-CAPACITY, MERV 9, 16X20X2 | 1501002235 - FILTER, 30/30, DUAL 9, HIGH-CAPACITY, MERV 9, 16X20X2 |  |  |  | 2 |  | 0 | 0 | November | 2026
0130 OAU 5-1 A | 001 | 000007091112 | 2026-11-09 00:07 | 1501001376 | BELT, #AX-35, AX35 (COG TYPE) | 1501001376 - BELT, #AX-35, AX35 (COG TYPE) |  |  |  | 1 |  | 0 | 0 | November | 2026
0130 OAU 5-2 A | 001 | 000007091115 | 2026-11-09 00:07 | 1501002235 | FILTER, 30/30, DUAL 9, HIGH-CAPACITY, MERV 9, 16X20X2 | 1501002235 - FILTER, 30/30, DUAL 9, HIGH-CAPACITY, MERV 9, 16X20X2 |  |  |  | 2 |  | 0 | 0 | November | 2026
0130 OAU 5-2 A | 001 | 000007091115 | 2026-11-09 00:07 | 1501001376 | BELT, #AX-35, AX35 (COG TYPE) | 1501001376 - BELT, #AX-35, AX35 (COG TYPE) |  |  |  | 1 |  | 0 | 0 | November | 2026
0130 OAU 6-1 A | 001 | 000007091118 | 2026-11-09 00:07 | 1501002235 | FILTER, 30/30, DUAL 9, HIGH-CAPACITY, MERV 9, 16X20X2 | 1501002235 - FILTER, 30/30, DUAL 9, HIGH-CAPACITY, MERV 9, 16X20X2 |  |  |  | 2 |  | 0 | 0 | November | 2026
0130 OAU 6-1 A | 001 | 000007091118 | 2026-11-09 00:07 | 1501001376 | BELT, #AX-35, AX35 (COG TYPE) | 1501001376 - BELT, #AX-35, AX35 (COG TYPE) |  |  |  | 1 |  | 0 | 0 | November | 2026
0130 OAU 6-2 A | 001 | 000007091121 | 2026-11-09 00:07 | 1501001490 | FILTER, 30/30, DUAL 9, HIGH-CAPACITY, MERV 9, 18X24X2 | 1501001490 - FILTER, 30/30, DUAL 9, HIGH-CAPACITY, MERV 9, 18X24X2 |  |  |  | 1 |  | 0 | 0 | November | 2026
0130 OAU 6-2 A | 001 | 000007091121 | 2026-11-09 00:07 | 1501001376 | BELT, #AX-35, AX35 (COG TYPE) | 1501001376 - BELT, #AX-35, AX35 (COG TYPE) |  |  |  | 1 |  | 0 | 0 | November | 2026
0130 OAU 7-1 A | 001 | 000007091124 | 2026-11-09 00:07 | 1501002233 | FILTER, 30/30, DUAL 9, HIGH-CAPACITY, MERV 9, 20X24X2 | 1501002233 - FILTER, 30/30, DUAL 9, HIGH-CAPACITY, MERV 9, 20X24X2 |  |  |  | 2 |  | 0 | 0 | November | 2026
0130 OAU 7-1 A | 001 | 000007091124 | 2026-11-09 00:07 | 1501001376 | BELT, #AX-35, AX35 (COG TYPE) | 1501001376 - BELT, #AX-35, AX35 (COG TYPE) |  |  |  | 1 |  | 0 | 0 | November | 2026
0130 OAU 7-2 A | 001 | 000007091127 | 2026-11-09 00:07 | 1501001490 | FILTER, 30/30, DUAL 9, HIGH-CAPACITY, MERV 9, 18X24X2 | 1501001490 - FILTER, 30/30, DUAL 9, HIGH-CAPACITY, MERV 9, 18X24X2 |  |  |  | 1 |  | 0 | 0 | November | 2026
0130 OAU 7-2 A | 001 | 000007091127 | 2026-11-09 00:07 | 1501001376 | BELT, #AX-35, AX35 (COG TYPE) | 1501001376 - BELT, #AX-35, AX35 (COG TYPE) |  |  |  | 1 |  | 0 | 0 | November | 2026
B0027 AHU-1B A | 001 | 000000019000 | 2026-11-09 00:12 | 1501001436 | BELT, #BX-85, BX85 (COG TYPE) | 1501001436 - BELT, #BX-85, BX85 (COG TYPE) |  |  |  | 2 |  | 0 | 0 | November | 2026
B0027 AHU-1B A | 001 | 000000019000 | 2026-11-09 00:12 | 1501002210 | FILTER, BAG, 24X24X12, MERV14A, CAMFIL 10P, 405619A12 | 1501002210 - FILTER, BAG, 24X24X12, MERV14A, CAMFIL 10P, 405619A12 |  |  |  | 6 |  | 0 | 0 | November | 2026
B0027 AHU-1C A | 001 | 000000019001 | 2026-11-09 00:12 | 1501001354 | BELT, #AX-41, AX41 (COG TYPE) | 1501001354 - BELT, #AX-41, AX41 (COG TYPE) |  |  |  | 1 |  | 11.392 | 11.392 | November | 2026
B0027 AHU-1C A | 001 | 000000019001 | 2026-11-09 00:12 | 1501002202 | FILTER, BAG, 24X12X12, HEIGHT X WIDTH X DEPTH, (VERTICAL CONFIGURATION), MERV14A, CAMFIL 5P, 405619C12 | 1501002202 - FILTER, BAG, 24X12X12, HEIGHT X WIDTH X DEPTH, (VERTICAL CONFIGURATION), MERV14A, CAMFIL 5P, 405619C12 |  |  |  | 1 |  | 0 | 0 | November | 2026
B0027 AHU-1C A | 001 | 000000019001 | 2026-11-09 00:12 | 1501002210 | FILTER, BAG, 24X24X12, MERV14A, CAMFIL 10P, 405619A12 | 1501002210 - FILTER, BAG, 24X24X12, MERV14A, CAMFIL 10P, 405619A12 |  |  |  | 2 |  | 0 | 0 | November | 2026
B0030 AHU 03M | 001 | 003000000001 | 2026-11-09 00:12 | 1501001133 | FILTER, 20 X 20 X 1, PLEATED MDL 40 STANDARD MERV 10 (20X20X1) | 1501001133 - FILTER, 20 X 20 X 1, PLEATED MDL 40 STANDARD MERV 10 (20X20X1) |  |  |  | 1 |  | 0 | 0 | November | 2026
B0030 AHU 03M | 001 | 003000000002 | 2026-11-09 00:12 | 1501001133 | FILTER, 20 X 20 X 1, PLEATED MDL 40 STANDARD MERV 10 (20X20X1) | 1501001133 - FILTER, 20 X 20 X 1, PLEATED MDL 40 STANDARD MERV 10 (20X20X1) |  |  |  | 1 |  | 0 | 0 | November | 2026
B0030 AHU 03M | 001 | 003000000003 | 2026-11-09 00:12 | 1501001133 | FILTER, 20 X 20 X 1, PLEATED MDL 40 STANDARD MERV 10 (20X20X1) | 1501001133 - FILTER, 20 X 20 X 1, PLEATED MDL 40 STANDARD MERV 10 (20X20X1) |  |  |  | 1 |  | 0 | 0 | November | 2026
B0030 AHU 03M | 001 | 003000000001 | 2026-11-09 00:12 | 1501001109 | FILTER, 9 X 24-1/4 X 1 PLEATED MDL 40 STANDARD MERV 10 (9X24 1/4X1, 9X24.25X1, 9 X 24.25 X 1) | 1501001109 - FILTER, 9 X 24-1/4 X 1 PLEATED MDL 40 STANDARD MERV 10 (9X24 1/4X1, 9X24.25X1, 9 X 24.25 X 1) |  |  |  | 21 |  | 0 | 0 | November | 2026
B0030 AHU 03M | 001 | 003000000002 | 2026-11-09 00:12 | 1501001109 | FILTER, 9 X 24-1/4 X 1 PLEATED MDL 40 STANDARD MERV 10 (9X24 1/4X1, 9X24.25X1, 9 X 24.25 X 1) | 1501001109 - FILTER, 9 X 24-1/4 X 1 PLEATED MDL 40 STANDARD MERV 10 (9X24 1/4X1, 9X24.25X1, 9 X 24.25 X 1) |  |  |  | 21 |  | 0 | 0 | November | 2026
B0030 AHU 03M | 001 | 003000000003 | 2026-11-09 00:12 | 1501001109 | FILTER, 9 X 24-1/4 X 1 PLEATED MDL 40 STANDARD MERV 10 (9X24 1/4X1, 9X24.25X1, 9 X 24.25 X 1) | 1501001109 - FILTER, 9 X 24-1/4 X 1 PLEATED MDL 40 STANDARD MERV 10 (9X24 1/4X1, 9X24.25X1, 9 X 24.25 X 1) |  |  |  | 21 |  | 0 | 0 | November | 2026
B0031 AHU 03M | 001 | 003100000001 | 2026-11-09 00:12 | 1501001133 | FILTER, 20 X 20 X 1, PLEATED MDL 40 STANDARD MERV 10 (20X20X1) | 1501001133 - FILTER, 20 X 20 X 1, PLEATED MDL 40 STANDARD MERV 10 (20X20X1) |  |  |  | 1 |  | 0 | 0 | November | 2026
B0031 AHU 03M | 001 | 003100000001 | 2026-11-09 00:12 | 1501001109 | FILTER, 9 X 24-1/4 X 1 PLEATED MDL 40 STANDARD MERV 10 (9X24 1/4X1, 9X24.25X1, 9 X 24.25 X 1) | 1501001109 - FILTER, 9 X 24-1/4 X 1 PLEATED MDL 40 STANDARD MERV 10 (9X24 1/4X1, 9X24.25X1, 9 X 24.25 X 1) |  |  |  | 20 |  | 0 | 0 | November | 2026
B0031 AHU 03M | 001 | 003100000002 | 2026-11-09 00:12 | 1501001133 | FILTER, 20 X 20 X 1, PLEATED MDL 40 STANDARD MERV 10 (20X20X1) | 1501001133 - FILTER, 20 X 20 X 1, PLEATED MDL 40 STANDARD MERV 10 (20X20X1) |  |  |  | 1 |  | 0 | 0 | November | 2026
B0031 AHU 03M | 001 | 003100000003 | 2026-11-09 00:12 | 1501001133 | FILTER, 20 X 20 X 1, PLEATED MDL 40 STANDARD MERV 10 (20X20X1) | 1501001133 - FILTER, 20 X 20 X 1, PLEATED MDL 40 STANDARD MERV 10 (20X20X1) |  |  |  | 1 |  | 0 | 0 | November | 2026
B0031 AHU 03M | 001 | 003100000004 | 2026-11-09 00:12 | 1501001133 | FILTER, 20 X 20 X 1, PLEATED MDL 40 STANDARD MERV 10 (20X20X1) | 1501001133 - FILTER, 20 X 20 X 1, PLEATED MDL 40 STANDARD MERV 10 (20X20X1) |  |  |  | 1 |  | 0 | 0 | November | 2026
B0031 AHU 03M | 001 | 003100000002 | 2026-11-09 00:12 | 1501001109 | FILTER, 9 X 24-1/4 X 1 PLEATED MDL 40 STANDARD MERV 10 (9X24 1/4X1, 9X24.25X1, 9 X 24.25 X 1) | 1501001109 - FILTER, 9 X 24-1/4 X 1 PLEATED MDL 40 STANDARD MERV 10 (9X24 1/4X1, 9X24.25X1, 9 X 24.25 X 1) |  |  |  | 20 |  | 0 | 0 | November | 2026
B0031 AHU 03M | 001 | 003100000003 | 2026-11-09 00:12 | 1501001109 | FILTER, 9 X 24-1/4 X 1 PLEATED MDL 40 STANDARD MERV 10 (9X24 1/4X1, 9X24.25X1, 9 X 24.25 X 1) | 1501001109 - FILTER, 9 X 24-1/4 X 1 PLEATED MDL 40 STANDARD MERV 10 (9X24 1/4X1, 9X24.25X1, 9 X 24.25 X 1) |  |  |  | 20 |  | 0 | 0 | November | 2026
B0031 AHU 03M | 001 | 003100000004 | 2026-11-09 00:12 | 1501001109 | FILTER, 9 X 24-1/4 X 1 PLEATED MDL 40 STANDARD MERV 10 (9X24 1/4X1, 9X24.25X1, 9 X 24.25 X 1) | 1501001109 - FILTER, 9 X 24-1/4 X 1 PLEATED MDL 40 STANDARD MERV 10 (9X24 1/4X1, 9X24.25X1, 9 X 24.25 X 1) |  |  |  | 21 |  | 0 | 0 | November | 2026
B0032 AHU 03M | 001 | 003200000001 | 2026-11-09 00:12 | 1501001118 | FILTER, 12 X 16 X 2, PLEATED MDL 40 HI-CAP MERV 10 (12X16X2) | 1501001118 - FILTER, 12 X 16 X 2, PLEATED MDL 40 HI-CAP MERV 10 (12X16X2) |  |  |  | 1 |  | 5.6772 | 5.6772 | November | 2026
B0032 AHU 03M | 001 | 003200000002 | 2026-11-09 00:12 | 1501001118 | FILTER, 12 X 16 X 2, PLEATED MDL 40 HI-CAP MERV 10 (12X16X2) | 1501001118 - FILTER, 12 X 16 X 2, PLEATED MDL 40 HI-CAP MERV 10 (12X16X2) |  |  |  | 1 |  | 5.6772 | 5.6772 | November | 2026
B0032 AHU 03M | 001 | 003200000003 | 2026-11-09 00:12 | 1501001118 | FILTER, 12 X 16 X 2, PLEATED MDL 40 HI-CAP MERV 10 (12X16X2) | 1501001118 - FILTER, 12 X 16 X 2, PLEATED MDL 40 HI-CAP MERV 10 (12X16X2) |  |  |  | 1 |  | 5.6772 | 5.6772 | November | 2026
B0032 AHU 03M | 001 | 003200000004 | 2026-11-09 00:12 | 1501001118 | FILTER, 12 X 16 X 2, PLEATED MDL 40 HI-CAP MERV 10 (12X16X2) | 1501001118 - FILTER, 12 X 16 X 2, PLEATED MDL 40 HI-CAP MERV 10 (12X16X2) |  |  |  | 1 |  | 5.6772 | 5.6772 | November | 2026
B0032 AHU 03M | 001 | 003200000001 | 2026-11-09 00:12 | 1501001109 | FILTER, 9 X 24-1/4 X 1 PLEATED MDL 40 STANDARD MERV 10 (9X24 1/4X1, 9X24.25X1, 9 X 24.25 X 1) | 1501001109 - FILTER, 9 X 24-1/4 X 1 PLEATED MDL 40 STANDARD MERV 10 (9X24 1/4X1, 9X24.25X1, 9 X 24.25 X 1) |  |  |  | 20 |  | 0 | 0 | November | 2026
B0032 AHU 03M | 001 | 003200000002 | 2026-11-09 00:12 | 1501001109 | FILTER, 9 X 24-1/4 X 1 PLEATED MDL 40 STANDARD MERV 10 (9X24 1/4X1, 9X24.25X1, 9 X 24.25 X 1) | 1501001109 - FILTER, 9 X 24-1/4 X 1 PLEATED MDL 40 STANDARD MERV 10 (9X24 1/4X1, 9X24.25X1, 9 X 24.25 X 1) |  |  |  | 20 |  | 0 | 0 | November | 2026
B0032 AHU 03M | 001 | 003200000003 | 2026-11-09 00:12 | 1501001109 | FILTER, 9 X 24-1/4 X 1 PLEATED MDL 40 STANDARD MERV 10 (9X24 1/4X1, 9X24.25X1, 9 X 24.25 X 1) | 1501001109 - FILTER, 9 X 24-1/4 X 1 PLEATED MDL 40 STANDARD MERV 10 (9X24 1/4X1, 9X24.25X1, 9 X 24.25 X 1) |  |  |  | 20 |  | 0 | 0 | November | 2026
B0032 AHU 03M | 001 | 003200000004 | 2026-11-09 00:12 | 1501001109 | FILTER, 9 X 24-1/4 X 1 PLEATED MDL 40 STANDARD MERV 10 (9X24 1/4X1, 9X24.25X1, 9 X 24.25 X 1) | 1501001109 - FILTER, 9 X 24-1/4 X 1 PLEATED MDL 40 STANDARD MERV 10 (9X24 1/4X1, 9X24.25X1, 9 X 24.25 X 1) |  |  |  | 20 |  | 0 | 0 | November | 2026
B0064 AHU LCC Q | 001 | 006400000001 | 2026-11-09 00:14 | 1501001139 | FILTER, 16 X 20 X 1, PLEATED MDL 40 HI-CAP MERV 10 (16X20X1) (ACTUAL SIZE: 15-1/2"X19-1/2"X3/4") | 1501001139 - FILTER, 16 X 20 X 1, PLEATED MDL 40 HI-CAP MERV 10 (16X20X1) (ACTUAL SIZE: 15-1/2"X19-1/2"X3/4") |  |  |  | 4 |  | 0 | 0 | November | 2026
B0064 AHU LCC Q | 001 | 006400000002 | 2026-11-09 00:14 | 1501001139 | FILTER, 16 X 20 X 1, PLEATED MDL 40 HI-CAP MERV 10 (16X20X1) (ACTUAL SIZE: 15-1/2"X19-1/2"X3/4") | 1501001139 - FILTER, 16 X 20 X 1, PLEATED MDL 40 HI-CAP MERV 10 (16X20X1) (ACTUAL SIZE: 15-1/2"X19-1/2"X3/4") |  |  |  | 4 |  | 0 | 0 | November | 2026
B0064 AHU LCC Q | 001 | 006400000003 | 2026-11-09 00:14 | 1501001139 | FILTER, 16 X 20 X 1, PLEATED MDL 40 HI-CAP MERV 10 (16X20X1) (ACTUAL SIZE: 15-1/2"X19-1/2"X3/4") | 1501001139 - FILTER, 16 X 20 X 1, PLEATED MDL 40 HI-CAP MERV 10 (16X20X1) (ACTUAL SIZE: 15-1/2"X19-1/2"X3/4") |  |  |  | 4 |  | 0 | 0 | November | 2026
B0124 EF BELT S | 001 | 000007090054 | 2026-11-09 00:19 | 1501001379 | BELT, #AX-38, AX38 (COG TYPE) | 1501001379 - BELT, #AX-38, AX38 (COG TYPE) |  |  |  | 1 |  | 0 | 0 | November | 2026
B0124 EF BELT S | 001 | 000007090055 | 2026-11-09 00:19 | 1501001379 | BELT, #AX-38, AX38 (COG TYPE) | 1501001379 - BELT, #AX-38, AX38 (COG TYPE) |  |  |  | 1 |  | 0 | 0 | November | 2026
B0124 EF BELT S | 001 | 000007090056 | 2026-11-09 00:19 | 1501001379 | BELT, #AX-38, AX38 (COG TYPE) | 1501001379 - BELT, #AX-38, AX38 (COG TYPE) |  |  |  | 1 |  | 0 | 0 | November | 2026
B0124 EF BELT S | 001 | 000007090057 | 2026-11-09 00:19 | 1501001379 | BELT, #AX-38, AX38 (COG TYPE) | 1501001379 - BELT, #AX-38, AX38 (COG TYPE) |  |  |  | 1 |  | 0 | 0 | November | 2026
B0124 EF BELT S | 001 | 000007090058 | 2026-11-09 00:19 | 1501001379 | BELT, #AX-38, AX38 (COG TYPE) | 1501001379 - BELT, #AX-38, AX38 (COG TYPE) |  |  |  | 1 |  | 0 | 0 | November | 2026
B0152 AHU-1 M1 | 001 | 000000127000 | 2026-11-09 00:19 | 1501002247 | FILTER, 30/30, DUAL 9, HIGH-CAPACITY, MERV 9, 24X24X4 | 1501002247 - FILTER, 30/30, DUAL 9, HIGH-CAPACITY, MERV 9, 24X24X4 |  |  |  | 12 |  | 0 | 0 | November | 2026
B0152 AHU-1 M1 | 001 | 000000127000 | 2026-11-09 00:19 | 1501003007 | FILTER, 20 X 24 X 4, PLEATED MDL 40 HI-CAP MERV 10 (20X24X4) | 1501003007 - FILTER, 20 X 24 X 4, PLEATED MDL 40 HI-CAP MERV 10 (20X24X4) |  |  |  | 4 |  | 0 | 0 | November | 2026
B0157-AHU-Q | 001 | 015700000001 | 2026-11-09 00:20 | 1501001191 | FILTER, 9-1/2"X19-1/2"X2" (ACTUAL SIZE), PLEATED MDL 40 HI-CAP MERV 10 (10X20X2) | 1501001191 - FILTER, 9-1/2"X19-1/2"X2" (ACTUAL SIZE), PLEATED MDL 40 HI-CAP MERV 10 (10X20X2) |  |  |  | 8 |  | 0 | 0 | November | 2026
B0157-AHU-Q | 001 | 015700000002 | 2026-11-09 00:20 | 1501001191 | FILTER, 9-1/2"X19-1/2"X2" (ACTUAL SIZE), PLEATED MDL 40 HI-CAP MERV 10 (10X20X2) | 1501001191 - FILTER, 9-1/2"X19-1/2"X2" (ACTUAL SIZE), PLEATED MDL 40 HI-CAP MERV 10 (10X20X2) |  |  |  | 2 |  | 0 | 0 | November | 2026
B0157-AHU-Q | 001 | 015700000003 | 2026-11-09 00:20 | 1501001191 | FILTER, 9-1/2"X19-1/2"X2" (ACTUAL SIZE), PLEATED MDL 40 HI-CAP MERV 10 (10X20X2) | 1501001191 - FILTER, 9-1/2"X19-1/2"X2" (ACTUAL SIZE), PLEATED MDL 40 HI-CAP MERV 10 (10X20X2) |  |  |  | 2 |  | 0 | 0 | November | 2026
B0157-AHU-Q | 001 | 015700000004 | 2026-11-09 00:20 | 1501001191 | FILTER, 9-1/2"X19-1/2"X2" (ACTUAL SIZE), PLEATED MDL 40 HI-CAP MERV 10 (10X20X2) | 1501001191 - FILTER, 9-1/2"X19-1/2"X2" (ACTUAL SIZE), PLEATED MDL 40 HI-CAP MERV 10 (10X20X2) |  |  |  | 2 |  | 0 | 0 | November | 2026
B0157-AHU-Q | 001 | 015700000001 | 2026-11-09 00:20 | 1501001094 | FILTER, 20 X 24 X 2, PLEATED MDL 40 HI-CAP MERV 10 (20X24X2, 24X20X2, 24 X 20 X 2)) | 1501001094 - FILTER, 20 X 24 X 2, PLEATED MDL 40 HI-CAP MERV 10 (20X24X2, 24X20X2, 24 X 20 X 2)) |  |  |  | 9 |  | 0 | 0 | November | 2026
B0157-AHU-Q | 001 | 015700000002 | 2026-11-09 00:20 | 1501001094 | FILTER, 20 X 24 X 2, PLEATED MDL 40 HI-CAP MERV 10 (20X24X2, 24X20X2, 24 X 20 X 2)) | 1501001094 - FILTER, 20 X 24 X 2, PLEATED MDL 40 HI-CAP MERV 10 (20X24X2, 24X20X2, 24 X 20 X 2)) |  |  |  | 14 |  | 0 | 0 | November | 2026
B0157-AHU-Q | 001 | 015700000003 | 2026-11-09 00:20 | 1501001094 | FILTER, 20 X 24 X 2, PLEATED MDL 40 HI-CAP MERV 10 (20X24X2, 24X20X2, 24 X 20 X 2)) | 1501001094 - FILTER, 20 X 24 X 2, PLEATED MDL 40 HI-CAP MERV 10 (20X24X2, 24X20X2, 24 X 20 X 2)) |  |  |  | 14 |  | 0 | 0 | November | 2026
B0157-AHU-Q | 001 | 015700000004 | 2026-11-09 00:20 | 1501001094 | FILTER, 20 X 24 X 2, PLEATED MDL 40 HI-CAP MERV 10 (20X24X2, 24X20X2, 24 X 20 X 2)) | 1501001094 - FILTER, 20 X 24 X 2, PLEATED MDL 40 HI-CAP MERV 10 (20X24X2, 24X20X2, 24 X 20 X 2)) |  |  |  | 12 |  | 0 | 0 | November | 2026
B0157-AHU-Q | 001 | 015700000001 | 2026-11-09 00:20 | 1501001154 | FILTER, 24 X 30 X 2, PLEATED MDL 40 HI-CAP MERV 10 (24X30X2) | 1501001154 - FILTER, 24 X 30 X 2, PLEATED MDL 40 HI-CAP MERV 10 (24X30X2) |  |  |  | 1 |  | 15.4217 | 15.4217 | November | 2026
B0157-AHU-Q | 001 | 015700000002 | 2026-11-09 00:20 | 1501001122 | FILTER, 16 X 25 X 2, PLEATED MDL 40 HI-CAP MERV 10 (16X25X2) | 1501001122 - FILTER, 16 X 25 X 2, PLEATED MDL 40 HI-CAP MERV 10 (16X25X2) |  |  |  | 4 |  | 0 | 0 | November | 2026
B0157-AHU-Q | 001 | 015700000003 | 2026-11-09 00:20 | 1501001122 | FILTER, 16 X 25 X 2, PLEATED MDL 40 HI-CAP MERV 10 (16X25X2) | 1501001122 - FILTER, 16 X 25 X 2, PLEATED MDL 40 HI-CAP MERV 10 (16X25X2) |  |  |  | 4 |  | 0 | 0 | November | 2026
B0157-AHU-Q | 001 | 015700000004 | 2026-11-09 00:20 | 1501001122 | FILTER, 16 X 25 X 2, PLEATED MDL 40 HI-CAP MERV 10 (16X25X2) | 1501001122 - FILTER, 16 X 25 X 2, PLEATED MDL 40 HI-CAP MERV 10 (16X25X2) |  |  |  | 4 |  | 0 | 0 | November | 2026
B0157-AHU-Q | 001 | 015700000001 | 2026-11-09 00:20 | 1501001149 | FILTER, 18 X 30 X 2, PLEATED MDL 40 HI-CAP MERV 10 , (18X30X2) | 1501001149 - FILTER, 18 X 30 X 2, PLEATED MDL 40 HI-CAP MERV 10 , (18X30X2) |  |  |  | 2 |  | 11.1902 | 22.3804 | November | 2026
B0157-AHU-Q | 001 | 015700000002 | 2026-11-09 00:20 | 1501003009 | FILTER, 14 INCH X 20 INCH X 2 INCH, PLEATED MDL 40 HI-CAP MERV 10 (14X20X2, 14 X 20 X 2) | 1501003009 - FILTER, 14 INCH X 20 INCH X 2 INCH, PLEATED MDL 40 HI-CAP MERV 10 (14X20X2, 14 X 20 X 2) |  |  |  | 2 |  | 0 | 0 | November | 2026
B0157-AHU-Q | 001 | 015700000004 | 2026-11-09 00:20 | 1501003009 | FILTER, 14 INCH X 20 INCH X 2 INCH, PLEATED MDL 40 HI-CAP MERV 10 (14X20X2, 14 X 20 X 2) | 1501003009 - FILTER, 14 INCH X 20 INCH X 2 INCH, PLEATED MDL 40 HI-CAP MERV 10 (14X20X2, 14 X 20 X 2) |  |  |  | 4 |  | 0 | 0 | November | 2026
B0157-AHU-Q | 001 | 015700000001 | 2026-11-09 00:20 | 1501001162 | FILTER, 12 X 24 X 4, PLEATED MDL 40 HI-CAP MERV 10 (12X24X4) | 1501001162 - FILTER, 12 X 24 X 4, PLEATED MDL 40 HI-CAP MERV 10 (12X24X4) |  |  |  | 3 |  | 6.3852 | 19.1556 | November | 2026
B0157-AHU-Q | 001 | 015700000004 | 2026-11-09 00:20 | 1501001121 | FILTER, 20 X 20 X 2, PLEATED MDL 40 STANDARD MERV 10 (20X20X2) | 1501001121 - FILTER, 20 X 20 X 2, PLEATED MDL 40 STANDARD MERV 10 (20X20X2) |  |  |  | 6 |  | 0 | 0 | November | 2026
B0157-AHU-Q | 001 | 015700000001 | 2026-11-09 00:20 | 1501001145 | FILTER, 24 X 24 X 4, PLEATED MDL 40 HI-CAP MERV 10 (24X24X4) | 1501001145 - FILTER, 24 X 24 X 4, PLEATED MDL 40 HI-CAP MERV 10 (24X24X4) |  |  |  | 6 |  | 0 | 0 | November | 2026
B0157-AHU-Q | 001 | 015700000004 | 2026-11-09 00:20 | 1501003007 | FILTER, 20 X 24 X 4, PLEATED MDL 40 HI-CAP MERV 10 (20X24X4) | 1501003007 - FILTER, 20 X 24 X 4, PLEATED MDL 40 HI-CAP MERV 10 (20X24X4) |  |  |  | 2 |  | 0 | 0 | November | 2026
B0157-AHU-Q | 001 | 015700000004 | 2026-11-09 00:20 | 1501001145 | FILTER, 24 X 24 X 4, PLEATED MDL 40 HI-CAP MERV 10 (24X24X4) | 1501001145 - FILTER, 24 X 24 X 4, PLEATED MDL 40 HI-CAP MERV 10 (24X24X4) |  |  |  | 4 |  | 0 | 0 | November | 2026
B0157-AHU-Q | 001 | 015700000004 | 2026-11-09 00:20 | 1501001119 | FILTER, 24 X 24 X 2, PLEATED MDL 40 HI-CAP MERV 10 (24X24X2) | 1501001119 - FILTER, 24 X 24 X 2, PLEATED MDL 40 HI-CAP MERV 10 (24X24X2) |  |  |  | 2 |  | 0 | 0 | November | 2026
B8126 CRU-4 A-1 | 001 | 000000314031 | 2026-11-10 | 1501001911 | FILTER, 16 X 25 X 4, PLEATED MDL 40 HI-CAP MERV 10 (16X25X4) | 1501001911 - FILTER, 16 X 25 X 4, PLEATED MDL 40 HI-CAP MERV 10 (16X25X4) |  |  |  | 7 |  | 0 | 0 | November | 2026
FCU-4M-SERV T3 | 001 | 000000077092 | 2026-11-10 | 1501001880 | FILTER, 10 X 32 X 1, PLEATED MDL 40 HI-CAP MERV 10 (10X32X1) | 1501001880 - FILTER, 10 X 32 X 1, PLEATED MDL 40 HI-CAP MERV 10 (10X32X1) |  |  |  | 1 |  | 0 | 0 | November | 2026
FCU-4M-SERV T3 | 001 | 000090003243 | 2026-11-10 | 1501001908 | FILTER, 12 X 46 X 1, PLEATED MDL 40 HI-CAP MERV 10 , (12X46X1), CREOL | 1501001908 - FILTER, 12 X 46 X 1, PLEATED MDL 40 HI-CAP MERV 10 , (12X46X1), CREOL |  |  |  | 1 |  | 15.4 | 15.4 | November | 2026
FCU-4M-SERV T3 | 001 | 000000038028 | 2026-11-10 | 1501001908 | FILTER, 12 X 46 X 1, PLEATED MDL 40 HI-CAP MERV 10 , (12X46X1), CREOL | 1501001908 - FILTER, 12 X 46 X 1, PLEATED MDL 40 HI-CAP MERV 10 , (12X46X1), CREOL |  |  |  | 1 |  | 15.4 | 15.4 | November | 2026
FCU-4M-SERV T3 | 001 | 000000039079 | 2026-11-10 | 1501001127 | FILTER, 16 X 16 X 2, PLEATED MDL 40 HI-CAP MERV 10 (16X16X2) | 1501001127 - FILTER, 16 X 16 X 2, PLEATED MDL 40 HI-CAP MERV 10 (16X16X2) |  |  |  | 2 |  | 5.2706 | 10.5412 | November | 2026
FCU-4M-SERV T3 | 001 | 000000039130 | 2026-11-10 | 1501001127 | FILTER, 16 X 16 X 2, PLEATED MDL 40 HI-CAP MERV 10 (16X16X2) | 1501001127 - FILTER, 16 X 16 X 2, PLEATED MDL 40 HI-CAP MERV 10 (16X16X2) |  |  |  | 2 |  | 5.2706 | 10.5412 | November | 2026
B0063 AHU LCC Q | 001 | 006300000001 | 2026-11-10 00:14 | 1501001139 | FILTER, 16 X 20 X 1, PLEATED MDL 40 HI-CAP MERV 10 (16X20X1) (ACTUAL SIZE: 15-1/2"X19-1/2"X3/4") | 1501001139 - FILTER, 16 X 20 X 1, PLEATED MDL 40 HI-CAP MERV 10 (16X20X1) (ACTUAL SIZE: 15-1/2"X19-1/2"X3/4") |  |  |  | 4 |  | 0 | 0 | November | 2026
B0063 AHU LCC Q | 001 | 006300000002 | 2026-11-10 00:14 | 1501001139 | FILTER, 16 X 20 X 1, PLEATED MDL 40 HI-CAP MERV 10 (16X20X1) (ACTUAL SIZE: 15-1/2"X19-1/2"X3/4") | 1501001139 - FILTER, 16 X 20 X 1, PLEATED MDL 40 HI-CAP MERV 10 (16X20X1) (ACTUAL SIZE: 15-1/2"X19-1/2"X3/4") |  |  |  | 4 |  | 0 | 0 | November | 2026
B0063 AHU LCC Q | 001 | 006300000003 | 2026-11-10 00:14 | 1501001139 | FILTER, 16 X 20 X 1, PLEATED MDL 40 HI-CAP MERV 10 (16X20X1) (ACTUAL SIZE: 15-1/2"X19-1/2"X3/4") | 1501001139 - FILTER, 16 X 20 X 1, PLEATED MDL 40 HI-CAP MERV 10 (16X20X1) (ACTUAL SIZE: 15-1/2"X19-1/2"X3/4") |  |  |  | 4 |  | 0 | 0 | November | 2026
0123-FCU-1-1 Q | 001 | 0123-H-FCU-1-1 | 2026-11-12 | 1501001213 | FILTER, 8 X 16 X 1, PLEATED MDL 40 HI-CAP MERV 10 (8X16X1) | 1501001213 - FILTER, 8 X 16 X 1, PLEATED MDL 40 HI-CAP MERV 10 (8X16X1) |  |  |  | 1 |  | 4.8546 | 4.8546 | November | 2026
0123-FCU-1-2 Q | 001 | 0123-H-FCU-1-2 | 2026-11-12 | 1501001213 | FILTER, 8 X 16 X 1, PLEATED MDL 40 HI-CAP MERV 10 (8X16X1) | 1501001213 - FILTER, 8 X 16 X 1, PLEATED MDL 40 HI-CAP MERV 10 (8X16X1) |  |  |  | 1 |  | 4.8546 | 4.8546 | November | 2026
AHU-Q-1-STRNZ8 | 001 | 015700000003 | 2026-11-12 | 1501001191 | FILTER, 9-1/2"X19-1/2"X2" (ACTUAL SIZE), PLEATED MDL 40 HI-CAP MERV 10 (10X20X2) | 1501001191 - FILTER, 9-1/2"X19-1/2"X2" (ACTUAL SIZE), PLEATED MDL 40 HI-CAP MERV 10 (10X20X2) |  |  |  | 2 |  | 0 | 0 | November | 2026
AHU-Q-1-STRNZ8 | 001 | 015700000004 | 2026-11-12 | 1501001191 | FILTER, 9-1/2"X19-1/2"X2" (ACTUAL SIZE), PLEATED MDL 40 HI-CAP MERV 10 (10X20X2) | 1501001191 - FILTER, 9-1/2"X19-1/2"X2" (ACTUAL SIZE), PLEATED MDL 40 HI-CAP MERV 10 (10X20X2) |  |  |  | 2 |  | 0 | 0 | November | 2026
AHU-Q-1-STRNZ8 | 001 | 015800000001 | 2026-11-12 | 1501001191 | FILTER, 9-1/2"X19-1/2"X2" (ACTUAL SIZE), PLEATED MDL 40 HI-CAP MERV 10 (10X20X2) | 1501001191 - FILTER, 9-1/2"X19-1/2"X2" (ACTUAL SIZE), PLEATED MDL 40 HI-CAP MERV 10 (10X20X2) |  |  |  | 4 |  | 0 | 0 | November | 2026
AHU-Q-1-STRNZ8 | 001 | 015800000002 | 2026-11-12 | 1501001094 | FILTER, 20 X 24 X 2, PLEATED MDL 40 HI-CAP MERV 10 (20X24X2, 24X20X2, 24 X 20 X 2)) | 1501001094 - FILTER, 20 X 24 X 2, PLEATED MDL 40 HI-CAP MERV 10 (20X24X2, 24X20X2, 24 X 20 X 2)) |  |  |  | 14 |  | 0 | 0 | November | 2026
AHU-Q-1-STRNZ8 | 001 | 015700000003 | 2026-11-12 | 1501001094 | FILTER, 20 X 24 X 2, PLEATED MDL 40 HI-CAP MERV 10 (20X24X2, 24X20X2, 24 X 20 X 2)) | 1501001094 - FILTER, 20 X 24 X 2, PLEATED MDL 40 HI-CAP MERV 10 (20X24X2, 24X20X2, 24 X 20 X 2)) |  |  |  | 14 |  | 0 | 0 | November | 2026
AHU-Q-1-STRNZ8 | 001 | 015700000004 | 2026-11-12 | 1501001094 | FILTER, 20 X 24 X 2, PLEATED MDL 40 HI-CAP MERV 10 (20X24X2, 24X20X2, 24 X 20 X 2)) | 1501001094 - FILTER, 20 X 24 X 2, PLEATED MDL 40 HI-CAP MERV 10 (20X24X2, 24X20X2, 24 X 20 X 2)) |  |  |  | 14 |  | 0 | 0 | November | 2026
AHU-Q-1-STRNZ8 | 001 | 015800000001 | 2026-11-12 | 1501001094 | FILTER, 20 X 24 X 2, PLEATED MDL 40 HI-CAP MERV 10 (20X24X2, 24X20X2, 24 X 20 X 2)) | 1501001094 - FILTER, 20 X 24 X 2, PLEATED MDL 40 HI-CAP MERV 10 (20X24X2, 24X20X2, 24 X 20 X 2)) |  |  |  | 6 |  | 0 | 0 | November | 2026
AHU-Q-1-STRNZ8 | 001 | 015800000002 | 2026-11-12 | 1501003009 | FILTER, 14 INCH X 20 INCH X 2 INCH, PLEATED MDL 40 HI-CAP MERV 10 (14X20X2, 14 X 20 X 2) | 1501003009 - FILTER, 14 INCH X 20 INCH X 2 INCH, PLEATED MDL 40 HI-CAP MERV 10 (14X20X2, 14 X 20 X 2) |  |  |  | 2 |  | 0 | 0 | November | 2026
AHU-Q-1-STRNZ8 | 001 | 015700000003 | 2026-11-12 | 1501001122 | FILTER, 16 X 25 X 2, PLEATED MDL 40 HI-CAP MERV 10 (16X25X2) | 1501001122 - FILTER, 16 X 25 X 2, PLEATED MDL 40 HI-CAP MERV 10 (16X25X2) |  |  |  | 4 |  | 0 | 0 | November | 2026
AHU-Q-1-STRNZ8 | 001 | 015700000004 | 2026-11-12 | 1501003009 | FILTER, 14 INCH X 20 INCH X 2 INCH, PLEATED MDL 40 HI-CAP MERV 10 (14X20X2, 14 X 20 X 2) | 1501003009 - FILTER, 14 INCH X 20 INCH X 2 INCH, PLEATED MDL 40 HI-CAP MERV 10 (14X20X2, 14 X 20 X 2) |  |  |  | 2 |  | 0 | 0 | November | 2026
AHU-Q-1-STRNZ8 | 001 | 015800000001 | 2026-11-12 | 1501001154 | FILTER, 24 X 30 X 2, PLEATED MDL 40 HI-CAP MERV 10 (24X30X2) | 1501001154 - FILTER, 24 X 30 X 2, PLEATED MDL 40 HI-CAP MERV 10 (24X30X2) |  |  |  | 1 |  | 15.4217 | 15.4217 | November | 2026
AHU-Q-1-STRNZ8 | 001 | 015800000002 | 2026-11-12 | 1501001191 | FILTER, 9-1/2"X19-1/2"X2" (ACTUAL SIZE), PLEATED MDL 40 HI-CAP MERV 10 (10X20X2) | 1501001191 - FILTER, 9-1/2"X19-1/2"X2" (ACTUAL SIZE), PLEATED MDL 40 HI-CAP MERV 10 (10X20X2) |  |  |  | 2 |  | 0 | 0 | November | 2026
AHU-Q-1-STRNZ8 | 001 | 015700000004 | 2026-11-12 | 1501001122 | FILTER, 16 X 25 X 2, PLEATED MDL 40 HI-CAP MERV 10 (16X25X2) | 1501001122 - FILTER, 16 X 25 X 2, PLEATED MDL 40 HI-CAP MERV 10 (16X25X2) |  |  |  | 4 |  | 0 | 0 | November | 2026
AHU-Q-1-STRNZ8 | 001 | 015800000001 | 2026-11-12 | 1501003009 | FILTER, 14 INCH X 20 INCH X 2 INCH, PLEATED MDL 40 HI-CAP MERV 10 (14X20X2, 14 X 20 X 2) | 1501003009 - FILTER, 14 INCH X 20 INCH X 2 INCH, PLEATED MDL 40 HI-CAP MERV 10 (14X20X2, 14 X 20 X 2) |  |  |  | 2 |  | 0 | 0 | November | 2026
AHU-Q-1-STRNZ8 | 001 | 015800000002 | 2026-11-12 | 1501001122 | FILTER, 16 X 25 X 2, PLEATED MDL 40 HI-CAP MERV 10 (16X25X2) | 1501001122 - FILTER, 16 X 25 X 2, PLEATED MDL 40 HI-CAP MERV 10 (16X25X2) |  |  |  | 4 |  | 0 | 0 | November | 2026
AHU-Q-1-STRNZ8 | 001 | 015800000001 | 2026-11-12 | 1501001910 | FILTER, 20 X 25 X 2, PLEATED MDL 40 HI-CAP MERV 10 (20X25X2) | 1501001910 - FILTER, 20 X 25 X 2, PLEATED MDL 40 HI-CAP MERV 10 (20X25X2) |  |  |  | 3 |  | 0 | 0 | November | 2026
AHU-Q-1-STRNZ8 | 001 | 015800000001 | 2026-11-12 | 1501001148 | FILTER, 18 3/4 X 24 X 2, 18-3/4 X 24 2, PLEATED MDL 40 HI-CAP MERV 10 , (18.75 X 24 X X2, 18.75X24X2) | 1501001148 - FILTER, 18 3/4 X 24 X 2, 18-3/4 X 24 2, PLEATED MDL 40 HI-CAP MERV 10 , (18.75 X 24 X X2, 18.75X24X2) |  |  |  | 4 |  | 9.2498 | 36.9992 | November | 2026
B0002A AHU-1 A | 001 | 000000006000 | 2026-11-12 | 1501001122 | FILTER, 16 X 25 X 2, PLEATED MDL 40 HI-CAP MERV 10 (16X25X2) | 1501001122 - FILTER, 16 X 25 X 2, PLEATED MDL 40 HI-CAP MERV 10 (16X25X2) |  |  |  | 2 |  | 0 | 0 | November | 2026
B0002A AHU-1 A | 001 | 000000006000 | 2026-11-12 | 1501001910 | FILTER, 20 X 25 X 2, PLEATED MDL 40 HI-CAP MERV 10 (20X25X2) | 1501001910 - FILTER, 20 X 25 X 2, PLEATED MDL 40 HI-CAP MERV 10 (20X25X2) |  |  |  | 4 |  | 0 | 0 | November | 2026
B0002A AHU-2 A | 001 | 000000006001 | 2026-11-12 | 1501001122 | FILTER, 16 X 25 X 2, PLEATED MDL 40 HI-CAP MERV 10 (16X25X2) | 1501001122 - FILTER, 16 X 25 X 2, PLEATED MDL 40 HI-CAP MERV 10 (16X25X2) |  |  |  | 2 |  | 0 | 0 | November | 2026
B0002A AHU-2 A | 001 | 000000006001 | 2026-11-12 | 1501001910 | FILTER, 20 X 25 X 2, PLEATED MDL 40 HI-CAP MERV 10 (20X25X2) | 1501001910 - FILTER, 20 X 25 X 2, PLEATED MDL 40 HI-CAP MERV 10 (20X25X2) |  |  |  | 4 |  | 0 | 0 | November | 2026
B0123 FCU Q Z2 | 001 | 000002000194 | 2026-11-12 | 1501001133 | FILTER, 20 X 20 X 1, PLEATED MDL 40 STANDARD MERV 10 (20X20X1) | 1501001133 - FILTER, 20 X 20 X 1, PLEATED MDL 40 STANDARD MERV 10 (20X20X1) |  |  |  | 1 |  | 0 | 0 | November | 2026
B0123 FCU Q Z2 | 001 | 000002000193 | 2026-11-12 | 1501001133 | FILTER, 20 X 20 X 1, PLEATED MDL 40 STANDARD MERV 10 (20X20X1) | 1501001133 - FILTER, 20 X 20 X 1, PLEATED MDL 40 STANDARD MERV 10 (20X20X1) |  |  |  | 1 |  | 0 | 0 | November | 2026
DX-M-SERV T3 | 001 | 000000066000 | 2026-11-12 | 1501001112 | FILTER, 18 X 24 X 1, PLEATED MDL 40 HI-CAP MERV 10 (18X24X1, 24X18X1, 24 X 18 X 1) | 1501001112 - FILTER, 18 X 24 X 1, PLEATED MDL 40 HI-CAP MERV 10 (18X24X1, 24X18X1, 24 X 18 X 1) |  |  |  | 1 |  | 0 | 0 | November | 2026
DX-M-SERV T3 | 001 | 000000000920 | 2026-11-12 | 1501001141 | FILTER, 16 X 25 X 1, PLEATED MDL 40 HI-CAP MERV 10 (16X25X1) | 1501001141 - FILTER, 16 X 25 X 1, PLEATED MDL 40 HI-CAP MERV 10 (16X25X1) |  |  |  | 2 |  | 0 | 0 | November | 2026
FCU-Q-1-Z2 | 001 | 000002000186 | 2026-11-12 | 1501001873 | FILTER, 18 X 32 X 2, PLEATED MDL 40 HI-CAP MERV 10 (18X32X2, 32X18X2) | 1501001873 - FILTER, 18 X 32 X 2, PLEATED MDL 40 HI-CAP MERV 10 (18X32X2, 32X18X2) |  |  |  | 1 |  | 13.42 | 13.42 | November | 2026
FCU-Q-1-Z2 | 001 | 000002000187 | 2026-11-12 | 1501001870 | FILTER, 6 X 12 X 1, PLEATED MDL 40 HI-CAP MERV 10 (6X12X1, 12X6X1) | 1501001870 - FILTER, 6 X 12 X 1, PLEATED MDL 40 HI-CAP MERV 10 (6X12X1, 12X6X1) |  |  |  | 1 |  | 3.02 | 3.02 | November | 2026
FCU-Q-1-Z2 | 001 | 000002000188 | 2026-11-12 | 1501001870 | FILTER, 6 X 12 X 1, PLEATED MDL 40 HI-CAP MERV 10 (6X12X1, 12X6X1) | 1501001870 - FILTER, 6 X 12 X 1, PLEATED MDL 40 HI-CAP MERV 10 (6X12X1, 12X6X1) |  |  |  | 1 |  | 3.02 | 3.02 | November | 2026
FCU-Q-1-Z2 | 001 | 000002000189 | 2026-11-12 | 1501001133 | FILTER, 20 X 20 X 1, PLEATED MDL 40 STANDARD MERV 10 (20X20X1) | 1501001133 - FILTER, 20 X 20 X 1, PLEATED MDL 40 STANDARD MERV 10 (20X20X1) |  |  |  | 1 |  | 0 | 0 | November | 2026
FCU-Q-1-Z2 | 001 | 000002000190 | 2026-11-12 | 1501001133 | FILTER, 20 X 20 X 1, PLEATED MDL 40 STANDARD MERV 10 (20X20X1) | 1501001133 - FILTER, 20 X 20 X 1, PLEATED MDL 40 STANDARD MERV 10 (20X20X1) |  |  |  | 1 |  | 0 | 0 | November | 2026
FCU-Q-1-Z2 | 001 | 000002000191 | 2026-11-12 | 1501001872 | FILTER, 12 X 14 X 1, PLEATED MDL 40 HI-CAP MERV 10 (12X14X1, 14X12X1) | 1501001872 - FILTER, 12 X 14 X 1, PLEATED MDL 40 HI-CAP MERV 10 (12X14X1, 14X12X1) |  |  |  | 1 |  | 4.674 | 4.674 | November | 2026
FCU-Q-1-Z2 | 001 | 000002000192 | 2026-11-12 | 1501001872 | FILTER, 12 X 14 X 1, PLEATED MDL 40 HI-CAP MERV 10 (12X14X1, 14X12X1) | 1501001872 - FILTER, 12 X 14 X 1, PLEATED MDL 40 HI-CAP MERV 10 (12X14X1, 14X12X1) |  |  |  | 1 |  | 4.674 | 4.674 | November | 2026
B0048 AHU 1 Q | 001 | 000000033000 | 2026-11-12 00:13 | 1501001617 | FILTER, 20 X 24 X 1, PLEATED MDL 40 HI-CAP MERV 10 (20X24X1) | 1501001617 - FILTER, 20 X 24 X 1, PLEATED MDL 40 HI-CAP MERV 10 (20X24X1) |  |  |  | 1 |  | 7.5693 | 7.5693 | November | 2026
B0048 AHU 2 Q | 001 | 000090014049 | 2026-11-12 00:13 | 1501001133 | FILTER, 20 X 20 X 1, PLEATED MDL 40 STANDARD MERV 10 (20X20X1) | 1501001133 - FILTER, 20 X 20 X 1, PLEATED MDL 40 STANDARD MERV 10 (20X20X1) |  |  |  | 1 |  | 0 | 0 | November | 2026
B0048 RTU1 Q | 001 | 000008092613 | 2026-11-12 00:13 | 1501002237 | FILTER, 30/30, DUAL 9, HIGH-CAPACITY, MERV 9, 20X25X2 | 1501002237 - FILTER, 30/30, DUAL 9, HIGH-CAPACITY, MERV 9, 20X25X2 |  |  |  | 6 |  | 16.46 | 98.76 | November | 2026
B0060 AHU LCC Q | 001 | 006000000001 | 2026-11-12 00:14 | 1501001139 | FILTER, 16 X 20 X 1, PLEATED MDL 40 HI-CAP MERV 10 (16X20X1) (ACTUAL SIZE: 15-1/2"X19-1/2"X3/4") | 1501001139 - FILTER, 16 X 20 X 1, PLEATED MDL 40 HI-CAP MERV 10 (16X20X1) (ACTUAL SIZE: 15-1/2"X19-1/2"X3/4") |  |  |  | 4 |  | 0 | 0 | November | 2026
B0060 AHU LCC Q | 001 | 006000000002 | 2026-11-12 00:14 | 1501001139 | FILTER, 16 X 20 X 1, PLEATED MDL 40 HI-CAP MERV 10 (16X20X1) (ACTUAL SIZE: 15-1/2"X19-1/2"X3/4") | 1501001139 - FILTER, 16 X 20 X 1, PLEATED MDL 40 HI-CAP MERV 10 (16X20X1) (ACTUAL SIZE: 15-1/2"X19-1/2"X3/4") |  |  |  | 4 |  | 0 | 0 | November | 2026
B0060 AHU LCC Q | 001 | 006000000003 | 2026-11-12 00:14 | 1501001139 | FILTER, 16 X 20 X 1, PLEATED MDL 40 HI-CAP MERV 10 (16X20X1) (ACTUAL SIZE: 15-1/2"X19-1/2"X3/4") | 1501001139 - FILTER, 16 X 20 X 1, PLEATED MDL 40 HI-CAP MERV 10 (16X20X1) (ACTUAL SIZE: 15-1/2"X19-1/2"X3/4") |  |  |  | 4 |  | 0 | 0 | November | 2026
B0061 AHU LCC Q | 001 | 006100000001 | 2026-11-12 00:14 | 1501001139 | FILTER, 16 X 20 X 1, PLEATED MDL 40 HI-CAP MERV 10 (16X20X1) (ACTUAL SIZE: 15-1/2"X19-1/2"X3/4") | 1501001139 - FILTER, 16 X 20 X 1, PLEATED MDL 40 HI-CAP MERV 10 (16X20X1) (ACTUAL SIZE: 15-1/2"X19-1/2"X3/4") |  |  |  | 4 |  | 0 | 0 | November | 2026
B0061 AHU LCC Q | 001 | 006100000002 | 2026-11-12 00:14 | 1501001139 | FILTER, 16 X 20 X 1, PLEATED MDL 40 HI-CAP MERV 10 (16X20X1) (ACTUAL SIZE: 15-1/2"X19-1/2"X3/4") | 1501001139 - FILTER, 16 X 20 X 1, PLEATED MDL 40 HI-CAP MERV 10 (16X20X1) (ACTUAL SIZE: 15-1/2"X19-1/2"X3/4") |  |  |  | 4 |  | 0 | 0 | November | 2026
B0061 AHU LCC Q | 001 | 006100000003 | 2026-11-12 00:14 | 1501001139 | FILTER, 16 X 20 X 1, PLEATED MDL 40 HI-CAP MERV 10 (16X20X1) (ACTUAL SIZE: 15-1/2"X19-1/2"X3/4") | 1501001139 - FILTER, 16 X 20 X 1, PLEATED MDL 40 HI-CAP MERV 10 (16X20X1) (ACTUAL SIZE: 15-1/2"X19-1/2"X3/4") |  |  |  | 4 |  | 0 | 0 | November | 2026
B0062 AHU LCC Q | 001 | 006200000001 | 2026-11-12 00:14 | 1501001139 | FILTER, 16 X 20 X 1, PLEATED MDL 40 HI-CAP MERV 10 (16X20X1) (ACTUAL SIZE: 15-1/2"X19-1/2"X3/4") | 1501001139 - FILTER, 16 X 20 X 1, PLEATED MDL 40 HI-CAP MERV 10 (16X20X1) (ACTUAL SIZE: 15-1/2"X19-1/2"X3/4") |  |  |  | 4 |  | 0 | 0 | November | 2026
B0062 AHU LCC Q | 001 | 006200000002 | 2026-11-12 00:14 | 1501001139 | FILTER, 16 X 20 X 1, PLEATED MDL 40 HI-CAP MERV 10 (16X20X1) (ACTUAL SIZE: 15-1/2"X19-1/2"X3/4") | 1501001139 - FILTER, 16 X 20 X 1, PLEATED MDL 40 HI-CAP MERV 10 (16X20X1) (ACTUAL SIZE: 15-1/2"X19-1/2"X3/4") |  |  |  | 4 |  | 0 | 0 | November | 2026
B0062 AHU LCC Q | 001 | 006200000003 | 2026-11-12 00:14 | 1501001139 | FILTER, 16 X 20 X 1, PLEATED MDL 40 HI-CAP MERV 10 (16X20X1) (ACTUAL SIZE: 15-1/2"X19-1/2"X3/4") | 1501001139 - FILTER, 16 X 20 X 1, PLEATED MDL 40 HI-CAP MERV 10 (16X20X1) (ACTUAL SIZE: 15-1/2"X19-1/2"X3/4") |  |  |  | 4 |  | 0 | 0 | November | 2026
DX-AH-DD-A | 001 | 000004090058 | 2026-11-12 00:25 | 1501002247 | FILTER, 30/30, DUAL 9, HIGH-CAPACITY, MERV 9, 24X24X4 | 1501002247 - FILTER, 30/30, DUAL 9, HIGH-CAPACITY, MERV 9, 24X24X4 |  |  |  | 15 |  | 0 | 0 | November | 2026
DX-AH-DD-A | 001 | 000004090059 | 2026-11-12 00:25 | 1501002247 | FILTER, 30/30, DUAL 9, HIGH-CAPACITY, MERV 9, 24X24X4 | 1501002247 - FILTER, 30/30, DUAL 9, HIGH-CAPACITY, MERV 9, 24X24X4 |  |  |  | 15 |  | 0 | 0 | November | 2026
DX-AH-DD-A | 001 | 000004090060 | 2026-11-12 00:25 | 1501002247 | FILTER, 30/30, DUAL 9, HIGH-CAPACITY, MERV 9, 24X24X4 | 1501002247 - FILTER, 30/30, DUAL 9, HIGH-CAPACITY, MERV 9, 24X24X4 |  |  |  | 15 |  | 0 | 0 | November | 2026
DX-AH-DD-A | 001 | 000004090061 | 2026-11-12 00:25 | 1501002247 | FILTER, 30/30, DUAL 9, HIGH-CAPACITY, MERV 9, 24X24X4 | 1501002247 - FILTER, 30/30, DUAL 9, HIGH-CAPACITY, MERV 9, 24X24X4 |  |  |  | 15 |  | 0 | 0 | November | 2026
B0157 5FL AHUQ | 001 | 015700000005 | 2026-11-13 | 1501001191 | FILTER, 9-1/2"X19-1/2"X2" (ACTUAL SIZE), PLEATED MDL 40 HI-CAP MERV 10 (10X20X2) | 1501001191 - FILTER, 9-1/2"X19-1/2"X2" (ACTUAL SIZE), PLEATED MDL 40 HI-CAP MERV 10 (10X20X2) |  |  |  | 2 |  | 0 | 0 | November | 2026
B0157 5FL AHUQ | 001 | 015700000005 | 2026-11-13 | 1501003009 | FILTER, 14 INCH X 20 INCH X 2 INCH, PLEATED MDL 40 HI-CAP MERV 10 (14X20X2, 14 X 20 X 2) | 1501003009 - FILTER, 14 INCH X 20 INCH X 2 INCH, PLEATED MDL 40 HI-CAP MERV 10 (14X20X2, 14 X 20 X 2) |  |  |  | 6 |  | 0 | 0 | November | 2026
B0157 5FL AHUQ | 001 | 015700000005 | 2026-11-13 | 1501001121 | FILTER, 20 X 20 X 2, PLEATED MDL 40 STANDARD MERV 10 (20X20X2) | 1501001121 - FILTER, 20 X 20 X 2, PLEATED MDL 40 STANDARD MERV 10 (20X20X2) |  |  |  | 38 |  | 0 | 0 | November | 2026
B0157 5FL AHUQ | 001 | 015700000005 | 2026-11-13 | 1501001153 | FILTER, 17.5 X 24.5 X 4, PLEATED MDL 40 HI-CAP MERV 10 (17.5X24.5X4), 17 1/2X24 1/2X4 | 1501001153 - FILTER, 17.5 X 24.5 X 4, PLEATED MDL 40 HI-CAP MERV 10 (17.5X24.5X4), 17 1/2X24 1/2X4 |  |  |  | 4 |  | 0 | 0 | November | 2026
B0157 5FL AHUQ | 001 | 015700000005 | 2026-11-13 | 1501001094 | FILTER, 20 X 24 X 2, PLEATED MDL 40 HI-CAP MERV 10 (20X24X2, 24X20X2, 24 X 20 X 2)) | 1501001094 - FILTER, 20 X 24 X 2, PLEATED MDL 40 HI-CAP MERV 10 (20X24X2, 24X20X2, 24 X 20 X 2)) |  |  |  | 12 |  | 0 | 0 | November | 2026
B0157 5FL AHUQ | 001 | 015700000005 | 2026-11-13 | 1501001145 | FILTER, 24 X 24 X 4, PLEATED MDL 40 HI-CAP MERV 10 (24X24X4) | 1501001145 - FILTER, 24 X 24 X 4, PLEATED MDL 40 HI-CAP MERV 10 (24X24X4) |  |  |  | 4 |  | 0 | 0 | November | 2026
B0157 5FL AHUQ | 001 | 015700000005 | 2026-11-13 | 1501003007 | FILTER, 20 X 24 X 4, PLEATED MDL 40 HI-CAP MERV 10 (20X24X4) | 1501003007 - FILTER, 20 X 24 X 4, PLEATED MDL 40 HI-CAP MERV 10 (20X24X4) |  |  |  | 12 |  | 0 | 0 | November | 2026
B0157 5FL AHUQ | 001 | 015700000005 | 2026-11-13 | 1501001119 | FILTER, 24 X 24 X 2, PLEATED MDL 40 HI-CAP MERV 10 (24X24X2) | 1501001119 - FILTER, 24 X 24 X 2, PLEATED MDL 40 HI-CAP MERV 10 (24X24X2) |  |  |  | 4 |  | 0 | 0 | November | 2026
B0158 PH AHU Q | 001 | 015800000006 | 2026-11-13 | 1501001191 | FILTER, 9-1/2"X19-1/2"X2" (ACTUAL SIZE), PLEATED MDL 40 HI-CAP MERV 10 (10X20X2) | 1501001191 - FILTER, 9-1/2"X19-1/2"X2" (ACTUAL SIZE), PLEATED MDL 40 HI-CAP MERV 10 (10X20X2) |  |  |  | 2 |  | 0 | 0 | November | 2026
B0158 PH AHU Q | 001 | 015800000006 | 2026-11-13 | 1501001154 | FILTER, 24 X 30 X 2, PLEATED MDL 40 HI-CAP MERV 10 (24X30X2) | 1501001154 - FILTER, 24 X 30 X 2, PLEATED MDL 40 HI-CAP MERV 10 (24X30X2) |  |  |  | 1 |  | 15.4217 | 15.4217 | November | 2026
B0158 PH AHU Q | 001 | 015800000006 | 2026-11-13 | 1501001121 | FILTER, 20 X 20 X 2, PLEATED MDL 40 STANDARD MERV 10 (20X20X2) | 1501001121 - FILTER, 20 X 20 X 2, PLEATED MDL 40 STANDARD MERV 10 (20X20X2) |  |  |  | 41 |  | 0 | 0 | November | 2026
B0158 PH AHU Q | 001 | 015800000006 | 2026-11-13 | 1501001910 | FILTER, 20 X 25 X 2, PLEATED MDL 40 HI-CAP MERV 10 (20X25X2) | 1501001910 - FILTER, 20 X 25 X 2, PLEATED MDL 40 HI-CAP MERV 10 (20X25X2) |  |  |  | 2 |  | 0 | 0 | November | 2026
B0158 PH AHU Q | 001 | 015800000006 | 2026-11-13 | 1501001621 | FILTER, 15 X 25 X 2, PLEATED MDL 40 HI-CAP MERV 10 (15X25X2) | 1501001621 - FILTER, 15 X 25 X 2, PLEATED MDL 40 HI-CAP MERV 10 (15X25X2) |  |  |  | 2 |  | 9.35 | 18.7 | November | 2026
B0158 PH AHU Q | 001 | 015800000006 | 2026-11-13 | 1501001619 | FILTER, 15 X 20 X 2, PLEATED MDL 40 HI-CAP MERV 10 (15X20X2) | 1501001619 - FILTER, 15 X 20 X 2, PLEATED MDL 40 HI-CAP MERV 10 (15X20X2) |  |  |  | 1 |  | 3.71 | 3.71 | November | 2026
B0158 PH AHU Q | 001 | 015800000006 | 2026-11-13 | 1501001120 | FILTER, 20 X 25 X 4, PLEATED MDL 40 HI-CAP MERV 10 (20X25X4) | 1501001120 - FILTER, 20 X 25 X 4, PLEATED MDL 40 HI-CAP MERV 10 (20X25X4) |  |  |  | 2 |  | 0 | 0 | November | 2026
B0158 PH AHU Q | 001 | 015800000006 | 2026-11-13 | 1501001594 | FILTER, 20 X 20 X 4, PLEATED MDL 40 HI-CAP MERV 10 (20X20X4) | 1501001594 - FILTER, 20 X 20 X 4, PLEATED MDL 40 HI-CAP MERV 10 (20X20X4) |  |  |  | 1 |  | 5.2111 | 5.2111 | November | 2026
B0158 PH AHU Q | 001 | 015800000006 | 2026-11-13 | 1501001152 | FILTER, 15 X 25 X 4, PLEATED MDL 40 HI-CAP MERV 10 (15X25X4) | 1501001152 - FILTER, 15 X 25 X 4, PLEATED MDL 40 HI-CAP MERV 10 (15X25X4) |  |  |  | 2 |  | 10.3563 | 20.7126 | November | 2026
B0158 PH AHU Q | 001 | 015800000006 | 2026-11-13 | 1501001151 | FILTER, 15 X 20 X 4, 15X20X4, PLEATED MDL 40 HI-CAP MERV 10 | 1501001151 - FILTER, 15 X 20 X 4, 15X20X4, PLEATED MDL 40 HI-CAP MERV 10 |  |  |  | 1 |  | 9.3478 | 9.3478 | November | 2026
B0158 PH AHU Q | 001 | 015800000006 | 2026-11-13 | 1501001094 | FILTER, 20 X 24 X 2, PLEATED MDL 40 HI-CAP MERV 10 (20X24X2, 24X20X2, 24 X 20 X 2)) | 1501001094 - FILTER, 20 X 24 X 2, PLEATED MDL 40 HI-CAP MERV 10 (20X24X2, 24X20X2, 24 X 20 X 2)) |  |  |  | 12 |  | 0 | 0 | November | 2026
B0158 PH AHU Q | 001 | 015800000006 | 2026-11-13 | 1501003007 | FILTER, 20 X 24 X 4, PLEATED MDL 40 HI-CAP MERV 10 (20X24X4) | 1501003007 - FILTER, 20 X 24 X 4, PLEATED MDL 40 HI-CAP MERV 10 (20X24X4) |  |  |  | 12 |  | 0 | 0 | November | 2026
B0158 PH AHU Q | 001 | 015800000006 | 2026-11-13 | 1501003009 | FILTER, 14 INCH X 20 INCH X 2 INCH, PLEATED MDL 40 HI-CAP MERV 10 (14X20X2, 14 X 20 X 2) | 1501003009 - FILTER, 14 INCH X 20 INCH X 2 INCH, PLEATED MDL 40 HI-CAP MERV 10 (14X20X2, 14 X 20 X 2) |  |  |  | 4 |  | 0 | 0 | November | 2026
B0158 PH AHU Q | 001 | 015800000006 | 2026-11-13 | 1501001145 | FILTER, 24 X 24 X 4, PLEATED MDL 40 HI-CAP MERV 10 (24X24X4) | 1501001145 - FILTER, 24 X 24 X 4, PLEATED MDL 40 HI-CAP MERV 10 (24X24X4) |  |  |  | 4 |  | 0 | 0 | November | 2026
B0158 PH AHU Q | 001 | 015800000006 | 2026-11-13 | 1501001119 | FILTER, 24 X 24 X 2, PLEATED MDL 40 HI-CAP MERV 10 (24X24X2) | 1501001119 - FILTER, 24 X 24 X 2, PLEATED MDL 40 HI-CAP MERV 10 (24X24X2) |  |  |  | 4 |  | 0 | 0 | November | 2026
B8136 AHU Q RF | 001 | 813600000009 | 2026-11-13 | 1501001123 | FILTER, 16 X 20 X 2, PLEATED MDL 40 HI-CAP MERV 10 (16X20X2) | 1501001123 - FILTER, 16 X 20 X 2, PLEATED MDL 40 HI-CAP MERV 10 (16X20X2) |  |  |  | 4 |  | 0 | 0 | November | 2026
B8136 AHU Q RF | 001 | 813600000009 | 2026-11-13 | 1501001127 | FILTER, 16 X 16 X 2, PLEATED MDL 40 HI-CAP MERV 10 (16X16X2) | 1501001127 - FILTER, 16 X 16 X 2, PLEATED MDL 40 HI-CAP MERV 10 (16X16X2) |  |  |  | 8 |  | 5.2706 | 42.1648 | November | 2026
B8136 AHU Q RF | 001 | 813600000009 | 2026-11-13 | 1501001122 | FILTER, 16 X 25 X 2, PLEATED MDL 40 HI-CAP MERV 10 (16X25X2) | 1501001122 - FILTER, 16 X 25 X 2, PLEATED MDL 40 HI-CAP MERV 10 (16X25X2) |  |  |  | 8 |  | 0 | 0 | November | 2026
AHU STN 8Q 1.5H | 001 | 015900000001 | 2026-11-13 00:10 | 1501001910 | FILTER, 20 X 25 X 2, PLEATED MDL 40 HI-CAP MERV 10 (20X25X2) | 1501001910 - FILTER, 20 X 25 X 2, PLEATED MDL 40 HI-CAP MERV 10 (20X25X2) |  |  |  | 6 |  | 0 | 0 | November | 2026
AHU STN 8Q 1.5H | 001 | 015900000001 | 2026-11-13 00:10 | 1501001553 | FILTER, 16 X 30 X 2, PLEATED MDL 40 HI-CAP MERV 10 (16X30X2) | 1501001553 - FILTER, 16 X 30 X 2, PLEATED MDL 40 HI-CAP MERV 10 (16X30X2) |  |  |  | 1 |  | 11.9448 | 11.9448 | November | 2026
AHU STN 8Q 1.5H | 001 | 015900000001 | 2026-11-13 00:10 | 1501001486 | FILTER, 10 X 24 X 2, PLEATED MDL 40 HI-CAP MERV 10 (10X24X2) | 1501001486 - FILTER, 10 X 24 X 2, PLEATED MDL 40 HI-CAP MERV 10 (10X24X2) |  |  |  | 1 |  | 5.9354 | 5.9354 | November | 2026
AHU STN 8Q 1.5H | 001 | 015900000001 | 2026-11-13 00:10 | 1501001134 | FILTER, 20 X 30 X 1, PLEATED MDL 40 HI-CAP MERV 10 (20X30X1) | 1501001134 - FILTER, 20 X 30 X 1, PLEATED MDL 40 HI-CAP MERV 10 (20X30X1) |  |  |  | 1 |  | 0 | 0 | November | 2026
B0156 AHU Q 5 | 001 | 015600000005 | 2026-11-13 00:20 | 1501003009 | FILTER, 14 INCH X 20 INCH X 2 INCH, PLEATED MDL 40 HI-CAP MERV 10 (14X20X2, 14 X 20 X 2) | 1501003009 - FILTER, 14 INCH X 20 INCH X 2 INCH, PLEATED MDL 40 HI-CAP MERV 10 (14X20X2, 14 X 20 X 2) |  |  |  | 4 |  | 0 | 0 | November | 2026
B0156 AHU Q 5 | 001 | 015600000005 | 2026-11-13 00:20 | 1501001121 | FILTER, 20 X 20 X 2, PLEATED MDL 40 STANDARD MERV 10 (20X20X2) | 1501001121 - FILTER, 20 X 20 X 2, PLEATED MDL 40 STANDARD MERV 10 (20X20X2) |  |  |  | 22 |  | 0 | 0 | November | 2026
B0156 AHU Q 5 | 001 | 015600000005 | 2026-11-13 00:20 | 1501001094 | FILTER, 20 X 24 X 2, PLEATED MDL 40 HI-CAP MERV 10 (20X24X2, 24X20X2, 24 X 20 X 2)) | 1501001094 - FILTER, 20 X 24 X 2, PLEATED MDL 40 HI-CAP MERV 10 (20X24X2, 24X20X2, 24 X 20 X 2)) |  |  |  | 10 |  | 0 | 0 | November | 2026
B0156 AHU Q 5 | 001 | 015600000005 | 2026-11-13 00:20 | 1501003007 | FILTER, 20 X 24 X 4, PLEATED MDL 40 HI-CAP MERV 10 (20X24X4) | 1501003007 - FILTER, 20 X 24 X 4, PLEATED MDL 40 HI-CAP MERV 10 (20X24X4) |  |  |  | 10 |  | 0 | 0 | November | 2026
B0156 AHU Q 5 | 001 | 015600000005 | 2026-11-13 00:20 | 1501001911 | FILTER, 16 X 25 X 4, PLEATED MDL 40 HI-CAP MERV 10 (16X25X4) | 1501001911 - FILTER, 16 X 25 X 4, PLEATED MDL 40 HI-CAP MERV 10 (16X25X4) |  |  |  | 3 |  | 0 | 0 | November | 2026
B0156 AHU Q 5 | 001 | 015600000005 | 2026-11-13 00:20 | 1501001191 | FILTER, 9-1/2"X19-1/2"X2" (ACTUAL SIZE), PLEATED MDL 40 HI-CAP MERV 10 (10X20X2) | 1501001191 - FILTER, 9-1/2"X19-1/2"X2" (ACTUAL SIZE), PLEATED MDL 40 HI-CAP MERV 10 (10X20X2) |  |  |  | 2 |  | 0 | 0 | November | 2026
B8136 AHU Q 2HR | 001 | 813600000007 | 2026-11-13 00:23 | 1501001113 | FILTER, 18 X 20 X 1 PLEATED MDL 40 HI-CAP MERV 10 (18X20X1) | 1501001113 - FILTER, 18 X 20 X 1 PLEATED MDL 40 HI-CAP MERV 10 (18X20X1) |  |  |  | 12 |  | 4.4699 | 53.6388 | November | 2026
B8136 AHU Q 2HR | 001 | 813600000007 | 2026-11-13 00:23 | 1501001881 | FILTER, 22 X 24 X 1, PLEATED MDL 40 HI-CAP MERV 10 (22X24X1) | 1501001881 - FILTER, 22 X 24 X 1, PLEATED MDL 40 HI-CAP MERV 10 (22X24X1) |  |  |  | 1 |  | 0 | 0 | November | 2026
B8136 AHU Q 2HR | 001 | 813600000007 | 2026-11-13 00:23 | 1501001275 | FILTER, 16.5 X 21.5 X 1, PLEATED MDL 40 STANDARD MERV 10 (16 1/2 X 21 1/2 X 1, 16 1/2X21 1/2X1) | 1501001275 - FILTER, 16.5 X 21.5 X 1, PLEATED MDL 40 STANDARD MERV 10 (16 1/2 X 21 1/2 X 1, 16 1/2X21 1/2X1) |  |  |  | 1 |  | 0 | 0 | November | 2026
B0154 AHU-2 M1 | 001 | 000000129067 | 2026-11-16 | 1501002236 | FILTER, 30/30, DUAL 9, HIGH-CAPACITY, MERV 9, 16X25X2 | 1501002236 - FILTER, 30/30, DUAL 9, HIGH-CAPACITY, MERV 9, 16X25X2 |  |  |  | 8 |  | 0 | 0 | November | 2026
0132 OAU 1-2 A | 001 | 000006091753 | 2026-11-16 00:07 | 1501001376 | BELT, #AX-35, AX35 (COG TYPE) | 1501001376 - BELT, #AX-35, AX35 (COG TYPE) |  |  |  | 1 |  | 0 | 0 | November | 2026
0132 OAU 2-1 A | 001 | 000006091754 | 2026-11-16 00:07 | 1501002235 | FILTER, 30/30, DUAL 9, HIGH-CAPACITY, MERV 9, 16X20X2 | 1501002235 - FILTER, 30/30, DUAL 9, HIGH-CAPACITY, MERV 9, 16X20X2 |  |  |  | 2 |  | 0 | 0 | November | 2026
0132 OAU 2-1 A | 001 | 000006091754 | 2026-11-16 00:07 | 1501001376 | BELT, #AX-35, AX35 (COG TYPE) | 1501001376 - BELT, #AX-35, AX35 (COG TYPE) |  |  |  | 1 |  | 0 | 0 | November | 2026
0132 OAU 2-2 A | 001 | 000006091755 | 2026-11-16 00:07 | 1501001380 | BELT, #AX-42, AX42 (COG TYPE) | 1501001380 - BELT, #AX-42, AX42 (COG TYPE) |  |  |  | 1 |  | 0 | 0 | November | 2026
0132 OAU 2-2 A | 001 | 000006091755 | 2026-11-16 00:07 | 1501002233 | FILTER, 30/30, DUAL 9, HIGH-CAPACITY, MERV 9, 20X24X2 | 1501002233 - FILTER, 30/30, DUAL 9, HIGH-CAPACITY, MERV 9, 20X24X2 |  |  |  | 2 |  | 0 | 0 | November | 2026
0132 OAU 3-1 A | 001 | 000008091438 | 2026-11-16 00:07 | 1501002235 | FILTER, 30/30, DUAL 9, HIGH-CAPACITY, MERV 9, 16X20X2 | 1501002235 - FILTER, 30/30, DUAL 9, HIGH-CAPACITY, MERV 9, 16X20X2 |  |  |  | 2 |  | 0 | 0 | November | 2026
0132 OAU 3-1 A | 001 | 000008091438 | 2026-11-16 00:07 | 1501001376 | BELT, #AX-35, AX35 (COG TYPE) | 1501001376 - BELT, #AX-35, AX35 (COG TYPE) |  |  |  | 1 |  | 0 | 0 | November | 2026
0132 OAU 3-2 A | 001 | 000008091442 | 2026-11-16 00:07 | 1501002235 | FILTER, 30/30, DUAL 9, HIGH-CAPACITY, MERV 9, 16X20X2 | 1501002235 - FILTER, 30/30, DUAL 9, HIGH-CAPACITY, MERV 9, 16X20X2 |  |  |  | 2 |  | 0 | 0 | November | 2026
0132 OAU 3-2 A | 001 | 000008091442 | 2026-11-16 00:07 | 1501001376 | BELT, #AX-35, AX35 (COG TYPE) | 1501001376 - BELT, #AX-35, AX35 (COG TYPE) |  |  |  | 1 |  | 0 | 0 | November | 2026
0132 OAU 4-1 A | 001 | 000008091445 | 2026-11-16 00:07 | 1501002235 | FILTER, 30/30, DUAL 9, HIGH-CAPACITY, MERV 9, 16X20X2 | 1501002235 - FILTER, 30/30, DUAL 9, HIGH-CAPACITY, MERV 9, 16X20X2 |  |  |  | 2 |  | 0 | 0 | November | 2026
0132 OAU 4-1 A | 001 | 000008091445 | 2026-11-16 00:07 | 1501001376 | BELT, #AX-35, AX35 (COG TYPE) | 1501001376 - BELT, #AX-35, AX35 (COG TYPE) |  |  |  | 1 |  | 0 | 0 | November | 2026
0132 OAU 4-2 A | 001 | 000008091448 | 2026-11-16 00:07 | 1501002235 | FILTER, 30/30, DUAL 9, HIGH-CAPACITY, MERV 9, 16X20X2 | 1501002235 - FILTER, 30/30, DUAL 9, HIGH-CAPACITY, MERV 9, 16X20X2 |  |  |  | 2 |  | 0 | 0 | November | 2026
0132 OAU 4-2 A | 001 | 000008091448 | 2026-11-16 00:07 | 1501001376 | BELT, #AX-35, AX35 (COG TYPE) | 1501001376 - BELT, #AX-35, AX35 (COG TYPE) |  |  |  | 1 |  | 0 | 0 | November | 2026
0132 OAU 5-1 A | 001 | 000007091135 | 2026-11-16 00:07 | 1501002235 | FILTER, 30/30, DUAL 9, HIGH-CAPACITY, MERV 9, 16X20X2 | 1501002235 - FILTER, 30/30, DUAL 9, HIGH-CAPACITY, MERV 9, 16X20X2 |  |  |  | 2 |  | 0 | 0 | November | 2026
0132 OAU 5-1 A | 001 | 000007091135 | 2026-11-16 00:07 | 1501001376 | BELT, #AX-35, AX35 (COG TYPE) | 1501001376 - BELT, #AX-35, AX35 (COG TYPE) |  |  |  | 1 |  | 0 | 0 | November | 2026
0132 OAU 5-2 A | 001 | 000007091138 | 2026-11-16 00:07 | 1501001376 | BELT, #AX-35, AX35 (COG TYPE) | 1501001376 - BELT, #AX-35, AX35 (COG TYPE) |  |  |  | 1 |  | 0 | 0 | November | 2026
0132 OAU 6-1 A | 001 | 000007091141 | 2026-11-16 00:07 | 1501002233 | FILTER, 30/30, DUAL 9, HIGH-CAPACITY, MERV 9, 20X24X2 | 1501002233 - FILTER, 30/30, DUAL 9, HIGH-CAPACITY, MERV 9, 20X24X2 |  |  |  | 2 |  | 0 | 0 | November | 2026
0132 OAU 6-1 A | 001 | 000007091141 | 2026-11-16 00:07 | 1501001376 | BELT, #AX-35, AX35 (COG TYPE) | 1501001376 - BELT, #AX-35, AX35 (COG TYPE) |  |  |  | 1 |  | 0 | 0 | November | 2026
0132 OAU 6-2 A | 001 | 000007091144 | 2026-11-16 00:07 | 1501001490 | FILTER, 30/30, DUAL 9, HIGH-CAPACITY, MERV 9, 18X24X2 | 1501001490 - FILTER, 30/30, DUAL 9, HIGH-CAPACITY, MERV 9, 18X24X2 |  |  |  | 1 |  | 0 | 0 | November | 2026
0132 OAU 6-2 A | 001 | 000007091144 | 2026-11-16 00:07 | 1501001376 | BELT, #AX-35, AX35 (COG TYPE) | 1501001376 - BELT, #AX-35, AX35 (COG TYPE) |  |  |  | 1 |  | 0 | 0 | November | 2026
0132 OAU 7-1 A | 001 | 000007091147 | 2026-11-16 00:07 | 1501001376 | BELT, #AX-35, AX35 (COG TYPE) | 1501001376 - BELT, #AX-35, AX35 (COG TYPE) |  |  |  | 1 |  | 0 | 0 | November | 2026
0132 OAU 7-2 A | 001 | 000007091150 | 2026-11-16 00:07 | 1501001376 | BELT, #AX-35, AX35 (COG TYPE) | 1501001376 - BELT, #AX-35, AX35 (COG TYPE) |  |  |  | 1 |  | 0 | 0 | November | 2026
B0059 AHU LCC Q | 001 | 005900000001 | 2026-11-16 00:14 | 1501001139 | FILTER, 16 X 20 X 1, PLEATED MDL 40 HI-CAP MERV 10 (16X20X1) (ACTUAL SIZE: 15-1/2"X19-1/2"X3/4") | 1501001139 - FILTER, 16 X 20 X 1, PLEATED MDL 40 HI-CAP MERV 10 (16X20X1) (ACTUAL SIZE: 15-1/2"X19-1/2"X3/4") |  |  |  | 4 |  | 0 | 0 | November | 2026
B0059 AHU LCC Q | 001 | 005900000002 | 2026-11-16 00:14 | 1501001139 | FILTER, 16 X 20 X 1, PLEATED MDL 40 HI-CAP MERV 10 (16X20X1) (ACTUAL SIZE: 15-1/2"X19-1/2"X3/4") | 1501001139 - FILTER, 16 X 20 X 1, PLEATED MDL 40 HI-CAP MERV 10 (16X20X1) (ACTUAL SIZE: 15-1/2"X19-1/2"X3/4") |  |  |  | 4 |  | 0 | 0 | November | 2026
B0059 AHU LCC Q | 001 | 005900000003 | 2026-11-16 00:14 | 1501001139 | FILTER, 16 X 20 X 1, PLEATED MDL 40 HI-CAP MERV 10 (16X20X1) (ACTUAL SIZE: 15-1/2"X19-1/2"X3/4") | 1501001139 - FILTER, 16 X 20 X 1, PLEATED MDL 40 HI-CAP MERV 10 (16X20X1) (ACTUAL SIZE: 15-1/2"X19-1/2"X3/4") |  |  |  | 4 |  | 0 | 0 | November | 2026
B0074 DAHU1 Q | 001 | 000000064000 | 2026-11-16 00:15 | 1501001534 | FILTER, 12 X 24 X 1, PLEATED MDL 40 HI-CAP MERV 10 (12X24X1) | 1501001534 - FILTER, 12 X 24 X 1, PLEATED MDL 40 HI-CAP MERV 10 (12X24X1) |  |  |  | 1 |  | 3.0238 | 3.0238 | November | 2026
B0154 AHU-3 Q | 001 | 000007092009 | 2026-11-16 00:20 | 1501002210 | FILTER, BAG, 24X24X12, MERV14A, CAMFIL 10P, 405619A12 | 1501002210 - FILTER, BAG, 24X24X12, MERV14A, CAMFIL 10P, 405619A12 |  |  |  | 2 |  | 0 | 0 | November | 2026
B0158-AHU-Q | 001 | 015800000001 | 2026-11-16 00:20 | 1501001191 | FILTER, 9-1/2"X19-1/2"X2" (ACTUAL SIZE), PLEATED MDL 40 HI-CAP MERV 10 (10X20X2) | 1501001191 - FILTER, 9-1/2"X19-1/2"X2" (ACTUAL SIZE), PLEATED MDL 40 HI-CAP MERV 10 (10X20X2) |  |  |  | 4 |  | 0 | 0 | November | 2026
B0158-AHU-Q | 001 | 015800000002 | 2026-11-16 00:20 | 1501001094 | FILTER, 20 X 24 X 2, PLEATED MDL 40 HI-CAP MERV 10 (20X24X2, 24X20X2, 24 X 20 X 2)) | 1501001094 - FILTER, 20 X 24 X 2, PLEATED MDL 40 HI-CAP MERV 10 (20X24X2, 24X20X2, 24 X 20 X 2)) |  |  |  | 14 |  | 0 | 0 | November | 2026
B0158-AHU-Q | 001 | 015800000003 | 2026-11-16 00:20 | 1501001191 | FILTER, 9-1/2"X19-1/2"X2" (ACTUAL SIZE), PLEATED MDL 40 HI-CAP MERV 10 (10X20X2) | 1501001191 - FILTER, 9-1/2"X19-1/2"X2" (ACTUAL SIZE), PLEATED MDL 40 HI-CAP MERV 10 (10X20X2) |  |  |  | 2 |  | 0 | 0 | November | 2026
B0158-AHU-Q | 001 | 015800000004 | 2026-11-16 00:20 | 1501001191 | FILTER, 9-1/2"X19-1/2"X2" (ACTUAL SIZE), PLEATED MDL 40 HI-CAP MERV 10 (10X20X2) | 1501001191 - FILTER, 9-1/2"X19-1/2"X2" (ACTUAL SIZE), PLEATED MDL 40 HI-CAP MERV 10 (10X20X2) |  |  |  | 2 |  | 0 | 0 | November | 2026
B0158-AHU-Q | 001 | 015800000005 | 2026-11-16 00:20 | 1501001191 | FILTER, 9-1/2"X19-1/2"X2" (ACTUAL SIZE), PLEATED MDL 40 HI-CAP MERV 10 (10X20X2) | 1501001191 - FILTER, 9-1/2"X19-1/2"X2" (ACTUAL SIZE), PLEATED MDL 40 HI-CAP MERV 10 (10X20X2) |  |  |  | 2 |  | 0 | 0 | November | 2026
B0158-AHU-Q | 001 | 015800000001 | 2026-11-16 00:20 | 1501001094 | FILTER, 20 X 24 X 2, PLEATED MDL 40 HI-CAP MERV 10 (20X24X2, 24X20X2, 24 X 20 X 2)) | 1501001094 - FILTER, 20 X 24 X 2, PLEATED MDL 40 HI-CAP MERV 10 (20X24X2, 24X20X2, 24 X 20 X 2)) |  |  |  | 6 |  | 0 | 0 | November | 2026
B0158-AHU-Q | 001 | 015800000002 | 2026-11-16 00:20 | 1501003009 | FILTER, 14 INCH X 20 INCH X 2 INCH, PLEATED MDL 40 HI-CAP MERV 10 (14X20X2, 14 X 20 X 2) | 1501003009 - FILTER, 14 INCH X 20 INCH X 2 INCH, PLEATED MDL 40 HI-CAP MERV 10 (14X20X2, 14 X 20 X 2) |  |  |  | 2 |  | 0 | 0 | November | 2026
B0158-AHU-Q | 001 | 015800000003 | 2026-11-16 00:20 | 1501001094 | FILTER, 20 X 24 X 2, PLEATED MDL 40 HI-CAP MERV 10 (20X24X2, 24X20X2, 24 X 20 X 2)) | 1501001094 - FILTER, 20 X 24 X 2, PLEATED MDL 40 HI-CAP MERV 10 (20X24X2, 24X20X2, 24 X 20 X 2)) |  |  |  | 14 |  | 0 | 0 | November | 2026
B0158-AHU-Q | 001 | 015800000004 | 2026-11-16 00:20 | 1501001094 | FILTER, 20 X 24 X 2, PLEATED MDL 40 HI-CAP MERV 10 (20X24X2, 24X20X2, 24 X 20 X 2)) | 1501001094 - FILTER, 20 X 24 X 2, PLEATED MDL 40 HI-CAP MERV 10 (20X24X2, 24X20X2, 24 X 20 X 2)) |  |  |  | 14 |  | 0 | 0 | November | 2026
B0158-AHU-Q | 001 | 015800000005 | 2026-11-16 00:20 | 1501001094 | FILTER, 20 X 24 X 2, PLEATED MDL 40 HI-CAP MERV 10 (20X24X2, 24X20X2, 24 X 20 X 2)) | 1501001094 - FILTER, 20 X 24 X 2, PLEATED MDL 40 HI-CAP MERV 10 (20X24X2, 24X20X2, 24 X 20 X 2)) |  |  |  | 14 |  | 0 | 0 | November | 2026
B0158-AHU-Q | 001 | 015800000001 | 2026-11-16 00:20 | 1501001154 | FILTER, 24 X 30 X 2, PLEATED MDL 40 HI-CAP MERV 10 (24X30X2) | 1501001154 - FILTER, 24 X 30 X 2, PLEATED MDL 40 HI-CAP MERV 10 (24X30X2) |  |  |  | 1 |  | 15.4217 | 15.4217 | November | 2026
B0158-AHU-Q | 001 | 015800000002 | 2026-11-16 00:20 | 1501001191 | FILTER, 9-1/2"X19-1/2"X2" (ACTUAL SIZE), PLEATED MDL 40 HI-CAP MERV 10 (10X20X2) | 1501001191 - FILTER, 9-1/2"X19-1/2"X2" (ACTUAL SIZE), PLEATED MDL 40 HI-CAP MERV 10 (10X20X2) |  |  |  | 2 |  | 0 | 0 | November | 2026
B0158-AHU-Q | 001 | 015800000003 | 2026-11-16 00:20 | 1501001122 | FILTER, 16 X 25 X 2, PLEATED MDL 40 HI-CAP MERV 10 (16X25X2) | 1501001122 - FILTER, 16 X 25 X 2, PLEATED MDL 40 HI-CAP MERV 10 (16X25X2) |  |  |  | 4 |  | 0 | 0 | November | 2026
B0158-AHU-Q | 001 | 015800000004 | 2026-11-16 00:20 | 1501003009 | FILTER, 14 INCH X 20 INCH X 2 INCH, PLEATED MDL 40 HI-CAP MERV 10 (14X20X2, 14 X 20 X 2) | 1501003009 - FILTER, 14 INCH X 20 INCH X 2 INCH, PLEATED MDL 40 HI-CAP MERV 10 (14X20X2, 14 X 20 X 2) |  |  |  | 2 |  | 0 | 0 | November | 2026
B0158-AHU-Q | 001 | 015800000005 | 2026-11-16 00:20 | 1501001122 | FILTER, 16 X 25 X 2, PLEATED MDL 40 HI-CAP MERV 10 (16X25X2) | 1501001122 - FILTER, 16 X 25 X 2, PLEATED MDL 40 HI-CAP MERV 10 (16X25X2) |  |  |  | 4 |  | 0 | 0 | November | 2026
B0158-AHU-Q | 001 | 015800000001 | 2026-11-16 00:20 | 1501003009 | FILTER, 14 INCH X 20 INCH X 2 INCH, PLEATED MDL 40 HI-CAP MERV 10 (14X20X2, 14 X 20 X 2) | 1501003009 - FILTER, 14 INCH X 20 INCH X 2 INCH, PLEATED MDL 40 HI-CAP MERV 10 (14X20X2, 14 X 20 X 2) |  |  |  | 2 |  | 0 | 0 | November | 2026
B0158-AHU-Q | 001 | 015800000002 | 2026-11-16 00:20 | 1501001122 | FILTER, 16 X 25 X 2, PLEATED MDL 40 HI-CAP MERV 10 (16X25X2) | 1501001122 - FILTER, 16 X 25 X 2, PLEATED MDL 40 HI-CAP MERV 10 (16X25X2) |  |  |  | 4 |  | 0 | 0 | November | 2026
B0158-AHU-Q | 001 | 015800000004 | 2026-11-16 00:20 | 1501001122 | FILTER, 16 X 25 X 2, PLEATED MDL 40 HI-CAP MERV 10 (16X25X2) | 1501001122 - FILTER, 16 X 25 X 2, PLEATED MDL 40 HI-CAP MERV 10 (16X25X2) |  |  |  | 4 |  | 0 | 0 | November | 2026
B0158-AHU-Q | 001 | 015800000001 | 2026-11-16 00:20 | 1501001910 | FILTER, 20 X 25 X 2, PLEATED MDL 40 HI-CAP MERV 10 (20X25X2) | 1501001910 - FILTER, 20 X 25 X 2, PLEATED MDL 40 HI-CAP MERV 10 (20X25X2) |  |  |  | 3 |  | 0 | 0 | November | 2026
B0158-AHU-Q | 001 | 015800000001 | 2026-11-16 00:20 | 1501001148 | FILTER, 18 3/4 X 24 X 2, 18-3/4 X 24 2, PLEATED MDL 40 HI-CAP MERV 10 , (18.75 X 24 X X2, 18.75X24X2) | 1501001148 - FILTER, 18 3/4 X 24 X 2, 18-3/4 X 24 2, PLEATED MDL 40 HI-CAP MERV 10 , (18.75 X 24 X X2, 18.75X24X2) |  |  |  | 4 |  | 9.2498 | 36.9992 | November | 2026
B0058 AHU LCC Q | 001 | 005800000001 | 2026-11-17 00:14 | 1501001139 | FILTER, 16 X 20 X 1, PLEATED MDL 40 HI-CAP MERV 10 (16X20X1) (ACTUAL SIZE: 15-1/2"X19-1/2"X3/4") | 1501001139 - FILTER, 16 X 20 X 1, PLEATED MDL 40 HI-CAP MERV 10 (16X20X1) (ACTUAL SIZE: 15-1/2"X19-1/2"X3/4") |  |  |  | 4 |  | 0 | 0 | November | 2026
B0058 AHU LCC Q | 001 | 005800000002 | 2026-11-17 00:14 | 1501001139 | FILTER, 16 X 20 X 1, PLEATED MDL 40 HI-CAP MERV 10 (16X20X1) (ACTUAL SIZE: 15-1/2"X19-1/2"X3/4") | 1501001139 - FILTER, 16 X 20 X 1, PLEATED MDL 40 HI-CAP MERV 10 (16X20X1) (ACTUAL SIZE: 15-1/2"X19-1/2"X3/4") |  |  |  | 4 |  | 0 | 0 | November | 2026
B0058 AHU LCC Q | 001 | 005800000003 | 2026-11-17 00:14 | 1501001139 | FILTER, 16 X 20 X 1, PLEATED MDL 40 HI-CAP MERV 10 (16X20X1) (ACTUAL SIZE: 15-1/2"X19-1/2"X3/4") | 1501001139 - FILTER, 16 X 20 X 1, PLEATED MDL 40 HI-CAP MERV 10 (16X20X1) (ACTUAL SIZE: 15-1/2"X19-1/2"X3/4") |  |  |  | 4 |  | 0 | 0 | November | 2026
B0090 MEF-3 S | 001 | 000006094268 | 2026-11-17 00:16 | 1501001341 | BELT, #AX-25, AX25 (COG TYPE) | 1501001341 - BELT, #AX-25, AX25 (COG TYPE) |  |  |  | 1 |  | 3.8437 | 3.8437 | November | 2026
B0096 DAHU1 Q | 001 | 000000082034 | 2026-11-17 00:16 | 1501001133 | FILTER, 20 X 20 X 1, PLEATED MDL 40 STANDARD MERV 10 (20X20X1) | 1501001133 - FILTER, 20 X 20 X 1, PLEATED MDL 40 STANDARD MERV 10 (20X20X1) |  |  |  | 1 |  | 0 | 0 | November | 2026
B0096 DAHU2 Q | 001 | 000000082028 | 2026-11-17 00:16 | 1501001133 | FILTER, 20 X 20 X 1, PLEATED MDL 40 STANDARD MERV 10 (20X20X1) | 1501001133 - FILTER, 20 X 20 X 1, PLEATED MDL 40 STANDARD MERV 10 (20X20X1) |  |  |  | 1 |  | 0 | 0 | November | 2026
B0096 DAHU2 Q | 001 | 000000082028 | 2026-11-17 00:16 | 1501001139 | FILTER, 16 X 20 X 1, PLEATED MDL 40 HI-CAP MERV 10 (16X20X1) (ACTUAL SIZE: 15-1/2"X19-1/2"X3/4") | 1501001139 - FILTER, 16 X 20 X 1, PLEATED MDL 40 HI-CAP MERV 10 (16X20X1) (ACTUAL SIZE: 15-1/2"X19-1/2"X3/4") |  |  |  | 1 |  | 0 | 0 | November | 2026
AHU-Q-1-STRNZ8 | 001 | 015800000003 | 2026-11-18 | 1501001191 | FILTER, 9-1/2"X19-1/2"X2" (ACTUAL SIZE), PLEATED MDL 40 HI-CAP MERV 10 (10X20X2) | 1501001191 - FILTER, 9-1/2"X19-1/2"X2" (ACTUAL SIZE), PLEATED MDL 40 HI-CAP MERV 10 (10X20X2) |  |  |  | 2 |  | 0 | 0 | November | 2026
AHU-Q-1-STRNZ8 | 001 | 015800000004 | 2026-11-18 | 1501001191 | FILTER, 9-1/2"X19-1/2"X2" (ACTUAL SIZE), PLEATED MDL 40 HI-CAP MERV 10 (10X20X2) | 1501001191 - FILTER, 9-1/2"X19-1/2"X2" (ACTUAL SIZE), PLEATED MDL 40 HI-CAP MERV 10 (10X20X2) |  |  |  | 2 |  | 0 | 0 | November | 2026
AHU-Q-1-STRNZ8 | 001 | 015800000005 | 2026-11-18 | 1501001191 | FILTER, 9-1/2"X19-1/2"X2" (ACTUAL SIZE), PLEATED MDL 40 HI-CAP MERV 10 (10X20X2) | 1501001191 - FILTER, 9-1/2"X19-1/2"X2" (ACTUAL SIZE), PLEATED MDL 40 HI-CAP MERV 10 (10X20X2) |  |  |  | 2 |  | 0 | 0 | November | 2026
AHU-Q-1-STRNZ8 | 001 | 015800000003 | 2026-11-18 | 1501001094 | FILTER, 20 X 24 X 2, PLEATED MDL 40 HI-CAP MERV 10 (20X24X2, 24X20X2, 24 X 20 X 2)) | 1501001094 - FILTER, 20 X 24 X 2, PLEATED MDL 40 HI-CAP MERV 10 (20X24X2, 24X20X2, 24 X 20 X 2)) |  |  |  | 14 |  | 0 | 0 | November | 2026
AHU-Q-1-STRNZ8 | 001 | 015800000004 | 2026-11-18 | 1501001094 | FILTER, 20 X 24 X 2, PLEATED MDL 40 HI-CAP MERV 10 (20X24X2, 24X20X2, 24 X 20 X 2)) | 1501001094 - FILTER, 20 X 24 X 2, PLEATED MDL 40 HI-CAP MERV 10 (20X24X2, 24X20X2, 24 X 20 X 2)) |  |  |  | 14 |  | 0 | 0 | November | 2026
AHU-Q-1-STRNZ8 | 001 | 015800000005 | 2026-11-18 | 1501001094 | FILTER, 20 X 24 X 2, PLEATED MDL 40 HI-CAP MERV 10 (20X24X2, 24X20X2, 24 X 20 X 2)) | 1501001094 - FILTER, 20 X 24 X 2, PLEATED MDL 40 HI-CAP MERV 10 (20X24X2, 24X20X2, 24 X 20 X 2)) |  |  |  | 14 |  | 0 | 0 | November | 2026
AHU-Q-1-STRNZ8 | 001 | 015800000003 | 2026-11-18 | 1501001122 | FILTER, 16 X 25 X 2, PLEATED MDL 40 HI-CAP MERV 10 (16X25X2) | 1501001122 - FILTER, 16 X 25 X 2, PLEATED MDL 40 HI-CAP MERV 10 (16X25X2) |  |  |  | 4 |  | 0 | 0 | November | 2026
AHU-Q-1-STRNZ8 | 001 | 015800000004 | 2026-11-18 | 1501003009 | FILTER, 14 INCH X 20 INCH X 2 INCH, PLEATED MDL 40 HI-CAP MERV 10 (14X20X2, 14 X 20 X 2) | 1501003009 - FILTER, 14 INCH X 20 INCH X 2 INCH, PLEATED MDL 40 HI-CAP MERV 10 (14X20X2, 14 X 20 X 2) |  |  |  | 2 |  | 0 | 0 | November | 2026
AHU-Q-1-STRNZ8 | 001 | 015800000005 | 2026-11-18 | 1501001122 | FILTER, 16 X 25 X 2, PLEATED MDL 40 HI-CAP MERV 10 (16X25X2) | 1501001122 - FILTER, 16 X 25 X 2, PLEATED MDL 40 HI-CAP MERV 10 (16X25X2) |  |  |  | 4 |  | 0 | 0 | November | 2026
AHU-Q-1-STRNZ8 | 001 | 015800000004 | 2026-11-18 | 1501001122 | FILTER, 16 X 25 X 2, PLEATED MDL 40 HI-CAP MERV 10 (16X25X2) | 1501001122 - FILTER, 16 X 25 X 2, PLEATED MDL 40 HI-CAP MERV 10 (16X25X2) |  |  |  | 4 |  | 0 | 0 | November | 2026
CRU Q-1 T1 | 001 | 000000009024 | 2026-11-18 | 1501001930 | FILTER, 28.5 X 29.5 X 2, PLEATED MDL 40 HI-CAP MERV 10 (28.5X29.5X2, 28 1/2 X 29 1/2 X 2, 28 1/2X29 1/2X2) | 1501001930 - FILTER, 28.5 X 29.5 X 2, PLEATED MDL 40 HI-CAP MERV 10 (28.5X29.5X2, 28 1/2 X 29 1/2 X 2, 28 1/2X29 1/2X2) |  |  |  | 2 |  | 0 | 0 | November | 2026
CRU-Q-SERV T2 | 001 | 000000078184 | 2026-11-18 | 1501001145 | FILTER, 24 X 24 X 4, PLEATED MDL 40 HI-CAP MERV 10 (24X24X4) | 1501001145 - FILTER, 24 X 24 X 4, PLEATED MDL 40 HI-CAP MERV 10 (24X24X4) |  |  |  | 3 |  | 0 | 0 | November | 2026
CRU-Q-SERV T2 | 001 | 000000110101 | 2026-11-18 | 1501001559 | FILTER, 16 X 20 X 4, PLEATED MDL 40 HI-CAP MERV 10 (16X20X4) | 1501001559 - FILTER, 16 X 20 X 4, PLEATED MDL 40 HI-CAP MERV 10 (16X20X4) |  |  |  | 6 |  | 0 | 0 | November | 2026
DX-Q-SERV T10 | 001 | 000000184002 | 2026-11-18 | 1501001134 | FILTER, 20 X 30 X 1, PLEATED MDL 40 HI-CAP MERV 10 (20X30X1) | 1501001134 - FILTER, 20 X 30 X 1, PLEATED MDL 40 HI-CAP MERV 10 (20X30X1) |  |  |  | 1 |  | 0 | 0 | November | 2026
DX-Q-SERV T10 | 001 | 000000184003 | 2026-11-18 | 1501001134 | FILTER, 20 X 30 X 1, PLEATED MDL 40 HI-CAP MERV 10 (20X30X1) | 1501001134 - FILTER, 20 X 30 X 1, PLEATED MDL 40 HI-CAP MERV 10 (20X30X1) |  |  |  | 1 |  | 0 | 0 | November | 2026
B0057 AHU LCC Q | 001 | 005700000001 | 2026-11-18 00:14 | 1501001139 | FILTER, 16 X 20 X 1, PLEATED MDL 40 HI-CAP MERV 10 (16X20X1) (ACTUAL SIZE: 15-1/2"X19-1/2"X3/4") | 1501001139 - FILTER, 16 X 20 X 1, PLEATED MDL 40 HI-CAP MERV 10 (16X20X1) (ACTUAL SIZE: 15-1/2"X19-1/2"X3/4") |  |  |  | 4 |  | 0 | 0 | November | 2026
B0057 AHU LCC Q | 001 | 005700000002 | 2026-11-18 00:14 | 1501001139 | FILTER, 16 X 20 X 1, PLEATED MDL 40 HI-CAP MERV 10 (16X20X1) (ACTUAL SIZE: 15-1/2"X19-1/2"X3/4") | 1501001139 - FILTER, 16 X 20 X 1, PLEATED MDL 40 HI-CAP MERV 10 (16X20X1) (ACTUAL SIZE: 15-1/2"X19-1/2"X3/4") |  |  |  | 4 |  | 0 | 0 | November | 2026
B0057 AHU LCC Q | 001 | 005700000003 | 2026-11-18 00:14 | 1501001139 | FILTER, 16 X 20 X 1, PLEATED MDL 40 HI-CAP MERV 10 (16X20X1) (ACTUAL SIZE: 15-1/2"X19-1/2"X3/4") | 1501001139 - FILTER, 16 X 20 X 1, PLEATED MDL 40 HI-CAP MERV 10 (16X20X1) (ACTUAL SIZE: 15-1/2"X19-1/2"X3/4") |  |  |  | 4 |  | 0 | 0 | November | 2026
DX-Q-SERV T1 | 001 | 000000082052 | 2026-11-18 00:25 | 1501001207 | FILTER, MERV 13, 16 X 20 X 4, PLEATED MDL 40 HI-CAP (16X20X4) | 1501001207 - FILTER, MERV 13, 16 X 20 X 4, PLEATED MDL 40 HI-CAP (16X20X4) |  |  |  | 6 |  | 0 | 0 | November | 2026
DX-Q-SERV T1 | 001 | 000000082057 | 2026-11-18 00:25 | 1501002232 | FILTER, 30/30, DUAL 9, HIGH-CAPACITY, MERV 9, 20X20X2 | 1501002232 - FILTER, 30/30, DUAL 9, HIGH-CAPACITY, MERV 9, 20X20X2 |  |  |  | 4 |  | 0 | 0 | November | 2026
DX-Q-SERV T1 | 001 | 000000082057 | 2026-11-18 00:25 | 1501002237 | FILTER, 30/30, DUAL 9, HIGH-CAPACITY, MERV 9, 20X25X2 | 1501002237 - FILTER, 30/30, DUAL 9, HIGH-CAPACITY, MERV 9, 20X25X2 |  |  |  | 4 |  | 16.46 | 65.84 | November | 2026
DX-Q-SERV T1 | 001 | 000000082058 | 2026-11-18 00:25 | 1501002232 | FILTER, 30/30, DUAL 9, HIGH-CAPACITY, MERV 9, 20X20X2 | 1501002232 - FILTER, 30/30, DUAL 9, HIGH-CAPACITY, MERV 9, 20X20X2 |  |  |  | 4 |  | 0 | 0 | November | 2026
DX-Q-SERV T1 | 001 | 000006093749 | 2026-11-18 00:25 | 1501002235 | FILTER, 30/30, DUAL 9, HIGH-CAPACITY, MERV 9, 16X20X2 | 1501002235 - FILTER, 30/30, DUAL 9, HIGH-CAPACITY, MERV 9, 16X20X2 |  |  |  | 4 |  | 0 | 0 | November | 2026
DX-Q-SERV T1 | 001 | 000000082058 | 2026-11-18 00:25 | 1501002237 | FILTER, 30/30, DUAL 9, HIGH-CAPACITY, MERV 9, 20X25X2 | 1501002237 - FILTER, 30/30, DUAL 9, HIGH-CAPACITY, MERV 9, 20X25X2 |  |  |  | 4 |  | 16.46 | 65.84 | November | 2026
DX-Q-SERV T1 | 001 | 000006093749 | 2026-11-18 00:25 | 1501002232 | FILTER, 30/30, DUAL 9, HIGH-CAPACITY, MERV 9, 20X20X2 | 1501002232 - FILTER, 30/30, DUAL 9, HIGH-CAPACITY, MERV 9, 20X20X2 |  |  |  | 8 |  | 0 | 0 | November | 2026
B0056 AHU LCC Q | 001 | 005600000001 | 2026-11-19 00:14 | 1501001139 | FILTER, 16 X 20 X 1, PLEATED MDL 40 HI-CAP MERV 10 (16X20X1) (ACTUAL SIZE: 15-1/2"X19-1/2"X3/4") | 1501001139 - FILTER, 16 X 20 X 1, PLEATED MDL 40 HI-CAP MERV 10 (16X20X1) (ACTUAL SIZE: 15-1/2"X19-1/2"X3/4") |  |  |  | 4 |  | 0 | 0 | November | 2026
B0056 AHU LCC Q | 001 | 005600000002 | 2026-11-19 00:14 | 1501001139 | FILTER, 16 X 20 X 1, PLEATED MDL 40 HI-CAP MERV 10 (16X20X1) (ACTUAL SIZE: 15-1/2"X19-1/2"X3/4") | 1501001139 - FILTER, 16 X 20 X 1, PLEATED MDL 40 HI-CAP MERV 10 (16X20X1) (ACTUAL SIZE: 15-1/2"X19-1/2"X3/4") |  |  |  | 4 |  | 0 | 0 | November | 2026
B0056 AHU LCC Q | 001 | 005600000003 | 2026-11-19 00:14 | 1501001139 | FILTER, 16 X 20 X 1, PLEATED MDL 40 HI-CAP MERV 10 (16X20X1) (ACTUAL SIZE: 15-1/2"X19-1/2"X3/4") | 1501001139 - FILTER, 16 X 20 X 1, PLEATED MDL 40 HI-CAP MERV 10 (16X20X1) (ACTUAL SIZE: 15-1/2"X19-1/2"X3/4") |  |  |  | 4 |  | 0 | 0 | November | 2026
0133 OAU 1-1 A | 001 | 000006091772 | 2026-11-23 00:07 | 1501002233 | FILTER, 30/30, DUAL 9, HIGH-CAPACITY, MERV 9, 20X24X2 | 1501002233 - FILTER, 30/30, DUAL 9, HIGH-CAPACITY, MERV 9, 20X24X2 |  |  |  | 2 |  | 0 | 0 | November | 2026
0133 OAU 1-1 A | 001 | 000006091772 | 2026-11-23 00:07 | 1501001376 | BELT, #AX-35, AX35 (COG TYPE) | 1501001376 - BELT, #AX-35, AX35 (COG TYPE) |  |  |  | 1 |  | 0 | 0 | November | 2026
0133 OAU 1-2 A | 001 | 000006091773 | 2026-11-23 00:07 | 1501002233 | FILTER, 30/30, DUAL 9, HIGH-CAPACITY, MERV 9, 20X24X2 | 1501002233 - FILTER, 30/30, DUAL 9, HIGH-CAPACITY, MERV 9, 20X24X2 |  |  |  | 2 |  | 0 | 0 | November | 2026
0133 OAU 1-2 A | 001 | 000006091773 | 2026-11-23 00:07 | 1501001376 | BELT, #AX-35, AX35 (COG TYPE) | 1501001376 - BELT, #AX-35, AX35 (COG TYPE) |  |  |  | 1 |  | 0 | 0 | November | 2026
0133 OAU 2-1 A | 001 | 000006091774 | 2026-11-23 00:07 | 1501001376 | BELT, #AX-35, AX35 (COG TYPE) | 1501001376 - BELT, #AX-35, AX35 (COG TYPE) |  |  |  | 1 |  | 0 | 0 | November | 2026
0133 OAU 2-2 A | 001 | 000006091775 | 2026-11-23 00:07 | 1501002233 | FILTER, 30/30, DUAL 9, HIGH-CAPACITY, MERV 9, 20X24X2 | 1501002233 - FILTER, 30/30, DUAL 9, HIGH-CAPACITY, MERV 9, 20X24X2 |  |  |  | 2 |  | 0 | 0 | November | 2026
0133 OAU 2-2 A | 001 | 000006091775 | 2026-11-23 00:07 | 1501001376 | BELT, #AX-35, AX35 (COG TYPE) | 1501001376 - BELT, #AX-35, AX35 (COG TYPE) |  |  |  | 1 |  | 0 | 0 | November | 2026
0133 OAU 3-1 A | 001 | 000008091456 | 2026-11-23 00:07 | 1501001376 | BELT, #AX-35, AX35 (COG TYPE) | 1501001376 - BELT, #AX-35, AX35 (COG TYPE) |  |  |  | 1 |  | 0 | 0 | November | 2026
0133 OAU 3-2 A | 001 | 000008091460 | 2026-11-23 00:07 | 1501001376 | BELT, #AX-35, AX35 (COG TYPE) | 1501001376 - BELT, #AX-35, AX35 (COG TYPE) |  |  |  | 1 |  | 0 | 0 | November | 2026
0133 OAU 4-1 A | 001 | 000008091463 | 2026-11-23 00:07 | 1501002235 | FILTER, 30/30, DUAL 9, HIGH-CAPACITY, MERV 9, 16X20X2 | 1501002235 - FILTER, 30/30, DUAL 9, HIGH-CAPACITY, MERV 9, 16X20X2 |  |  |  | 2 |  | 0 | 0 | November | 2026
0133 OAU 4-1 A | 001 | 000008091463 | 2026-11-23 00:07 | 1501001376 | BELT, #AX-35, AX35 (COG TYPE) | 1501001376 - BELT, #AX-35, AX35 (COG TYPE) |  |  |  | 1 |  | 0 | 0 | November | 2026
0133 OAU 4-2 A | 001 | 000008091466 | 2026-11-23 00:07 | 1501002235 | FILTER, 30/30, DUAL 9, HIGH-CAPACITY, MERV 9, 16X20X2 | 1501002235 - FILTER, 30/30, DUAL 9, HIGH-CAPACITY, MERV 9, 16X20X2 |  |  |  | 2 |  | 0 | 0 | November | 2026
0133 OAU 4-2 A | 001 | 000008091466 | 2026-11-23 00:07 | 1501001376 | BELT, #AX-35, AX35 (COG TYPE) | 1501001376 - BELT, #AX-35, AX35 (COG TYPE) |  |  |  | 1 |  | 0 | 0 | November | 2026
0133 OAU 5-1 A | 001 | 000007091160 | 2026-11-23 00:07 | 1501002235 | FILTER, 30/30, DUAL 9, HIGH-CAPACITY, MERV 9, 16X20X2 | 1501002235 - FILTER, 30/30, DUAL 9, HIGH-CAPACITY, MERV 9, 16X20X2 |  |  |  | 2 |  | 0 | 0 | November | 2026
0133 OAU 5-1 A | 001 | 000007091160 | 2026-11-23 00:07 | 1501001376 | BELT, #AX-35, AX35 (COG TYPE) | 1501001376 - BELT, #AX-35, AX35 (COG TYPE) |  |  |  | 1 |  | 0 | 0 | November | 2026
0133 OAU 5-2 A | 001 | 000007091163 | 2026-11-23 00:07 | 1501002235 | FILTER, 30/30, DUAL 9, HIGH-CAPACITY, MERV 9, 16X20X2 | 1501002235 - FILTER, 30/30, DUAL 9, HIGH-CAPACITY, MERV 9, 16X20X2 |  |  |  | 2 |  | 0 | 0 | November | 2026
0133 OAU 5-2 A | 001 | 000007091163 | 2026-11-23 00:07 | 1501001376 | BELT, #AX-35, AX35 (COG TYPE) | 1501001376 - BELT, #AX-35, AX35 (COG TYPE) |  |  |  | 1 |  | 0 | 0 | November | 2026
0133 OAU 6-1 A | 001 | 000007091166 | 2026-11-23 00:07 | 1501002233 | FILTER, 30/30, DUAL 9, HIGH-CAPACITY, MERV 9, 20X24X2 | 1501002233 - FILTER, 30/30, DUAL 9, HIGH-CAPACITY, MERV 9, 20X24X2 |  |  |  | 2 |  | 0 | 0 | November | 2026
0133 OAU 6-1 A | 001 | 000007091166 | 2026-11-23 00:07 | 1501001376 | BELT, #AX-35, AX35 (COG TYPE) | 1501001376 - BELT, #AX-35, AX35 (COG TYPE) |  |  |  | 1 |  | 0 | 0 | November | 2026
0133 OAU 6-2 A | 001 | 000007091169 | 2026-11-23 00:07 | 1501001490 | FILTER, 30/30, DUAL 9, HIGH-CAPACITY, MERV 9, 18X24X2 | 1501001490 - FILTER, 30/30, DUAL 9, HIGH-CAPACITY, MERV 9, 18X24X2 |  |  |  | 1 |  | 0 | 0 | November | 2026
0133 OAU 6-2 A | 001 | 000007091169 | 2026-11-23 00:07 | 1501001376 | BELT, #AX-35, AX35 (COG TYPE) | 1501001376 - BELT, #AX-35, AX35 (COG TYPE) |  |  |  | 1 |  | 0 | 0 | November | 2026
0133 OAU 7-1 A | 001 | 000007091172 | 2026-11-23 00:07 | 1501002233 | FILTER, 30/30, DUAL 9, HIGH-CAPACITY, MERV 9, 20X24X2 | 1501002233 - FILTER, 30/30, DUAL 9, HIGH-CAPACITY, MERV 9, 20X24X2 |  |  |  | 2 |  | 0 | 0 | November | 2026
0133 OAU 7-1 A | 001 | 000007091172 | 2026-11-23 00:07 | 1501001376 | BELT, #AX-35, AX35 (COG TYPE) | 1501001376 - BELT, #AX-35, AX35 (COG TYPE) |  |  |  | 1 |  | 0 | 0 | November | 2026
0133 OAU 7-2 A | 001 | 000007091175 | 2026-11-23 00:07 | 1501001490 | FILTER, 30/30, DUAL 9, HIGH-CAPACITY, MERV 9, 18X24X2 | 1501001490 - FILTER, 30/30, DUAL 9, HIGH-CAPACITY, MERV 9, 18X24X2 |  |  |  | 1 |  | 0 | 0 | November | 2026
0133 OAU 7-2 A | 001 | 000007091175 | 2026-11-23 00:07 | 1501001376 | BELT, #AX-35, AX35 (COG TYPE) | 1501001376 - BELT, #AX-35, AX35 (COG TYPE) |  |  |  | 1 |  | 0 | 0 | November | 2026
B0163-AHU-1-Q | 001 | 000090007065 | 2026-11-26 | 1501001122 | FILTER, 16 X 25 X 2, PLEATED MDL 40 HI-CAP MERV 10 (16X25X2) | 1501001122 - FILTER, 16 X 25 X 2, PLEATED MDL 40 HI-CAP MERV 10 (16X25X2) |  |  |  | 1 |  | 0 | 0 | November | 2026
B0163-AHU-2-Q | 001 | 000090007066 | 2026-11-26 | 1501001122 | FILTER, 16 X 25 X 2, PLEATED MDL 40 HI-CAP MERV 10 (16X25X2) | 1501001122 - FILTER, 16 X 25 X 2, PLEATED MDL 40 HI-CAP MERV 10 (16X25X2) |  |  |  | 1 |  | 0 | 0 | November | 2026
FCU-Q-1-Z2 | 001 | 000090003466 | 2026-11-26 | 1501001133 | FILTER, 20 X 20 X 1, PLEATED MDL 40 STANDARD MERV 10 (20X20X1) | 1501001133 - FILTER, 20 X 20 X 1, PLEATED MDL 40 STANDARD MERV 10 (20X20X1) |  |  |  | 1 |  | 0 | 0 | November | 2026
B0126 FCU 4M | 001 | 000000114006 | 2026-11-30 | 1501001121 | FILTER, 20 X 20 X 2, PLEATED MDL 40 STANDARD MERV 10 (20X20X2) | 1501001121 - FILTER, 20 X 20 X 2, PLEATED MDL 40 STANDARD MERV 10 (20X20X2) |  |  |  | 2 |  | 0 | 0 | November | 2026
FCU 4M SERV T1 | 001 | 000000083024 | 2026-12-01 | 1501001880 | FILTER, 10 X 32 X 1, PLEATED MDL 40 HI-CAP MERV 10 (10X32X1) | 1501001880 - FILTER, 10 X 32 X 1, PLEATED MDL 40 HI-CAP MERV 10 (10X32X1) |  |  |  | 1 |  | 0 | 0 | December | 2026
FCU 4M SERV T1 | 001 | 000000083065 | 2026-12-01 | 1501001133 | FILTER, 20 X 20 X 1, PLEATED MDL 40 STANDARD MERV 10 (20X20X1) | 1501001133 - FILTER, 20 X 20 X 1, PLEATED MDL 40 STANDARD MERV 10 (20X20X1) |  |  |  | 1 |  | 0 | 0 | December | 2026
FCU 4M SERV T1 | 001 | 000000083005 | 2026-12-01 | 1501001931 | FILTER, 8 X 34 X 1, PLEATED MDL 40 HI-CAP MERV 10 (8X34X1) | 1501001931 - FILTER, 8 X 34 X 1, PLEATED MDL 40 HI-CAP MERV 10 (8X34X1) |  |  |  | 1 |  | 6.0689 | 6.0689 | December | 2026
FCU 4M SERV T10 | 001 | 000000081082 | 2026-12-01 | 1501001125 | FILTER, 12 X 24 X 2, PLEATED MDL 40 HI-CAP MERV 10 (12X24X2) | 1501001125 - FILTER, 12 X 24 X 2, PLEATED MDL 40 HI-CAP MERV 10 (12X24X2) |  |  |  | 1 |  | 0 | 0 | December | 2026
FCU 4M SERV T10 | 001 | 000000003054 | 2026-12-01 | 1501001911 | FILTER, 16 X 25 X 4, PLEATED MDL 40 HI-CAP MERV 10 (16X25X4) | 1501001911 - FILTER, 16 X 25 X 4, PLEATED MDL 40 HI-CAP MERV 10 (16X25X4) |  |  |  | 1 |  | 0 | 0 | December | 2026
FCU 4M SERV T10 | 001 | 000000003055 | 2026-12-01 | 1501001124 | FILTER, 16 X 24 X 2, PLEATED MDL 40 HI-CAP MERV 10 (16X24X2) | 1501001124 - FILTER, 16 X 24 X 2, PLEATED MDL 40 HI-CAP MERV 10 (16X24X2) |  |  |  | 1 |  | 3.579 | 3.579 | December | 2026
FCU 4M SERV T10 | 001 | 000000003056 | 2026-12-01 | 1501001123 | FILTER, 16 X 20 X 2, PLEATED MDL 40 HI-CAP MERV 10 (16X20X2) | 1501001123 - FILTER, 16 X 20 X 2, PLEATED MDL 40 HI-CAP MERV 10 (16X20X2) |  |  |  | 1 |  | 0 | 0 | December | 2026
FCU 4M SERV T10 | 001 | 000000003057 | 2026-12-01 | 1501001106 | FILTER, 15 X 39 X 1, PLEATED MDL 40 HI-CAP MERV10 (15X39X1, 39 X 15 X 1, 39X15X1) | 1501001106 - FILTER, 15 X 39 X 1, PLEATED MDL 40 HI-CAP MERV10 (15X39X1, 39 X 15 X 1, 39X15X1) |  |  |  | 1 |  | 13.34 | 13.34 | December | 2026
FCU 4M SERV T10 | 001 | 000000003058 | 2026-12-01 | 1501001123 | FILTER, 16 X 20 X 2, PLEATED MDL 40 HI-CAP MERV 10 (16X20X2) | 1501001123 - FILTER, 16 X 20 X 2, PLEATED MDL 40 HI-CAP MERV 10 (16X20X2) |  |  |  | 2 |  | 0 | 0 | December | 2026
FCU 4M SERV T10 | 001 | 000000003059 | 2026-12-01 | 1501001123 | FILTER, 16 X 20 X 2, PLEATED MDL 40 HI-CAP MERV 10 (16X20X2) | 1501001123 - FILTER, 16 X 20 X 2, PLEATED MDL 40 HI-CAP MERV 10 (16X20X2) |  |  |  | 1 |  | 0 | 0 | December | 2026
FCU 4M SERV T10 | 001 | 000000003060 | 2026-12-01 | 1501001122 | FILTER, 16 X 25 X 2, PLEATED MDL 40 HI-CAP MERV 10 (16X25X2) | 1501001122 - FILTER, 16 X 25 X 2, PLEATED MDL 40 HI-CAP MERV 10 (16X25X2) |  |  |  | 1 |  | 0 | 0 | December | 2026
FCU 4M SERV T10 | 001 | 000000003061 | 2026-12-01 | 1501001123 | FILTER, 16 X 20 X 2, PLEATED MDL 40 HI-CAP MERV 10 (16X20X2) | 1501001123 - FILTER, 16 X 20 X 2, PLEATED MDL 40 HI-CAP MERV 10 (16X20X2) |  |  |  | 1 |  | 0 | 0 | December | 2026
FCU 4M SERV T10 | 001 | 000000003062 | 2026-12-01 | 1501001123 | FILTER, 16 X 20 X 2, PLEATED MDL 40 HI-CAP MERV 10 (16X20X2) | 1501001123 - FILTER, 16 X 20 X 2, PLEATED MDL 40 HI-CAP MERV 10 (16X20X2) |  |  |  | 1 |  | 0 | 0 | December | 2026
FCU 4M SERV T10 | 001 | 000000003054 | 2026-12-01 | 1501001122 | FILTER, 16 X 25 X 2, PLEATED MDL 40 HI-CAP MERV 10 (16X25X2) | 1501001122 - FILTER, 16 X 25 X 2, PLEATED MDL 40 HI-CAP MERV 10 (16X25X2) |  |  |  | 1 |  | 0 | 0 | December | 2026
FCU 4M SERV T10 | 001 | 000000003055 | 2026-12-01 | 1501001912 | FILTER, 16X24X4, PLEATED MDL 40 HI-CAP MERV 10 (16 X 24 X 4) | 1501001912 - FILTER, 16X24X4, PLEATED MDL 40 HI-CAP MERV 10 (16 X 24 X 4) |  |  |  | 1 |  | 6.039 | 6.039 | December | 2026
FCU 4M SERV T10 | 001 | 000000003056 | 2026-12-01 | 1501001559 | FILTER, 16 X 20 X 4, PLEATED MDL 40 HI-CAP MERV 10 (16X20X4) | 1501001559 - FILTER, 16 X 20 X 4, PLEATED MDL 40 HI-CAP MERV 10 (16X20X4) |  |  |  | 1 |  | 0 | 0 | December | 2026
FCU 4M SERV T10 | 001 | 000000003058 | 2026-12-01 | 1501001559 | FILTER, 16 X 20 X 4, PLEATED MDL 40 HI-CAP MERV 10 (16X20X4) | 1501001559 - FILTER, 16 X 20 X 4, PLEATED MDL 40 HI-CAP MERV 10 (16X20X4) |  |  |  | 2 |  | 0 | 0 | December | 2026
FCU 4M SERV T10 | 001 | 000000003059 | 2026-12-01 | 1501001559 | FILTER, 16 X 20 X 4, PLEATED MDL 40 HI-CAP MERV 10 (16X20X4) | 1501001559 - FILTER, 16 X 20 X 4, PLEATED MDL 40 HI-CAP MERV 10 (16X20X4) |  |  |  | 1 |  | 0 | 0 | December | 2026
FCU 4M SERV T10 | 001 | 000000003060 | 2026-12-01 | 1501001911 | FILTER, 16 X 25 X 4, PLEATED MDL 40 HI-CAP MERV 10 (16X25X4) | 1501001911 - FILTER, 16 X 25 X 4, PLEATED MDL 40 HI-CAP MERV 10 (16X25X4) |  |  |  | 1 |  | 0 | 0 | December | 2026
FCU 4M SERV T10 | 001 | 000000003061 | 2026-12-01 | 1501001559 | FILTER, 16 X 20 X 4, PLEATED MDL 40 HI-CAP MERV 10 (16X20X4) | 1501001559 - FILTER, 16 X 20 X 4, PLEATED MDL 40 HI-CAP MERV 10 (16X20X4) |  |  |  | 1 |  | 0 | 0 | December | 2026
FCU 4M SERV T10 | 001 | 000000003062 | 2026-12-01 | 1501001559 | FILTER, 16 X 20 X 4, PLEATED MDL 40 HI-CAP MERV 10 (16X20X4) | 1501001559 - FILTER, 16 X 20 X 4, PLEATED MDL 40 HI-CAP MERV 10 (16X20X4) |  |  |  | 1 |  | 0 | 0 | December | 2026
FCU-4M-SERV T2 | 001 | 000000108005 | 2026-12-01 | 1501001122 | FILTER, 16 X 25 X 2, PLEATED MDL 40 HI-CAP MERV 10 (16X25X2) | 1501001122 - FILTER, 16 X 25 X 2, PLEATED MDL 40 HI-CAP MERV 10 (16X25X2) |  |  |  | 1 |  | 0 | 0 | December | 2026
FCU-4M-SERV T2 | 001 | 000000108006 | 2026-12-01 | 1501001122 | FILTER, 16 X 25 X 2, PLEATED MDL 40 HI-CAP MERV 10 (16X25X2) | 1501001122 - FILTER, 16 X 25 X 2, PLEATED MDL 40 HI-CAP MERV 10 (16X25X2) |  |  |  | 1 |  | 0 | 0 | December | 2026
FCU-4M-SERV T2 | 001 | 000000108011 | 2026-12-01 | 1501001122 | FILTER, 16 X 25 X 2, PLEATED MDL 40 HI-CAP MERV 10 (16X25X2) | 1501001122 - FILTER, 16 X 25 X 2, PLEATED MDL 40 HI-CAP MERV 10 (16X25X2) |  |  |  | 1 |  | 0 | 0 | December | 2026
FCU-4M-SERV T2 | 001 | 000000109009 | 2026-12-01 | 1501001123 | FILTER, 16 X 20 X 2, PLEATED MDL 40 HI-CAP MERV 10 (16X20X2) | 1501001123 - FILTER, 16 X 20 X 2, PLEATED MDL 40 HI-CAP MERV 10 (16X20X2) |  |  |  | 2 |  | 0 | 0 | December | 2026
FCU-4M-SERV T2 | 001 | 000000108007 | 2026-12-01 | 1501001122 | FILTER, 16 X 25 X 2, PLEATED MDL 40 HI-CAP MERV 10 (16X25X2) | 1501001122 - FILTER, 16 X 25 X 2, PLEATED MDL 40 HI-CAP MERV 10 (16X25X2) |  |  |  | 3 |  | 0 | 0 | December | 2026
FCU-4M-SERV T2 | 001 | 000000108008 | 2026-12-01 | 1501001123 | FILTER, 16 X 20 X 2, PLEATED MDL 40 HI-CAP MERV 10 (16X20X2) | 1501001123 - FILTER, 16 X 20 X 2, PLEATED MDL 40 HI-CAP MERV 10 (16X20X2) |  |  |  | 2 |  | 0 | 0 | December | 2026
FCU-4M-SERV T2 | 001 | 000000108010 | 2026-12-01 | 1501001123 | FILTER, 16 X 20 X 2, PLEATED MDL 40 HI-CAP MERV 10 (16X20X2) | 1501001123 - FILTER, 16 X 20 X 2, PLEATED MDL 40 HI-CAP MERV 10 (16X20X2) |  |  |  | 2 |  | 0 | 0 | December | 2026
FCU-4M-SERV T2 | 001 | 000000109010 | 2026-12-01 | 1501001122 | FILTER, 16 X 25 X 2, PLEATED MDL 40 HI-CAP MERV 10 (16X25X2) | 1501001122 - FILTER, 16 X 25 X 2, PLEATED MDL 40 HI-CAP MERV 10 (16X25X2) |  |  |  | 1 |  | 0 | 0 | December | 2026
FCU-4M-SERV T2 | 001 | 000000109011 | 2026-12-01 | 1501001122 | FILTER, 16 X 25 X 2, PLEATED MDL 40 HI-CAP MERV 10 (16X25X2) | 1501001122 - FILTER, 16 X 25 X 2, PLEATED MDL 40 HI-CAP MERV 10 (16X25X2) |  |  |  | 1 |  | 0 | 0 | December | 2026
FCU-4M-SERV T2 | 001 | 000000068011 | 2026-12-01 | 1501001133 | FILTER, 20 X 20 X 1, PLEATED MDL 40 STANDARD MERV 10 (20X20X1) | 1501001133 - FILTER, 20 X 20 X 1, PLEATED MDL 40 STANDARD MERV 10 (20X20X1) |  |  |  | 2 |  | 0 | 0 | December | 2026
FCU-4M-SERV T2 | 001 | 000000108006 | 2026-12-01 | 1501001354 | BELT, #AX-41, AX41 (COG TYPE) | 1501001354 - BELT, #AX-41, AX41 (COG TYPE) |  |  |  | 1 |  | 11.392 | 11.392 | December | 2026
B0101-AHU-Q | 001 | 010100000001 | 2026-12-01 00:17 | 1501001103 | FILTER, 17.25 X 34 X 2, PLEATED MDL 40 HI-CAP MERV 10 (17 1/4 X 34 X 2, 17 1/4X34X2) | 1501001103 - FILTER, 17.25 X 34 X 2, PLEATED MDL 40 HI-CAP MERV 10 (17 1/4 X 34 X 2, 17 1/4X34X2) |  |  |  | 4 |  | 0 | 0 | December | 2026
B0101-AHU-Q | 001 | 010100000001 | 2026-12-01 00:17 | 1501001481 | FILTER, 15 X 30 X 2, PLEATED MDL 40 HI-CAP MERV 10 (15X30X2) | 1501001481 - FILTER, 15 X 30 X 2, PLEATED MDL 40 HI-CAP MERV 10 (15X30X2) |  |  |  | 4 |  | 0 | 0 | December | 2026
B0101-AHU-Q | 001 | 010100000001 | 2026-12-01 00:17 | 1501001133 | FILTER, 20 X 20 X 1, PLEATED MDL 40 STANDARD MERV 10 (20X20X1) | 1501001133 - FILTER, 20 X 20 X 1, PLEATED MDL 40 STANDARD MERV 10 (20X20X1) |  |  |  | 4 |  | 0 | 0 | December | 2026
B0101-AHU-Q | 001 | 010100000001 | 2026-12-01 00:17 | 1501001143 | FILTER, 14 X 20 X 1, PLEATED MDL 40 HI-CAP MERV 10 (14X20X1) | 1501001143 - FILTER, 14 X 20 X 1, PLEATED MDL 40 HI-CAP MERV 10 (14X20X1) |  |  |  | 25 |  | 0 | 0 | December | 2026
B0101-AHU-Q | 001 | 010100000001 | 2026-12-01 00:17 | 1501001550 | FILTER, 18 X 25 X 1, (18X25X1), PLEATED MDL 40 HI-CAP MERV 10 | 1501001550 - FILTER, 18 X 25 X 1, (18X25X1), PLEATED MDL 40 HI-CAP MERV 10 |  |  |  | 4 |  | 0 | 0 | December | 2026
B0101-AHU-Q | 001 | 010100000002 | 2026-12-01 00:17 | 1501001113 | FILTER, 18 X 20 X 1 PLEATED MDL 40 HI-CAP MERV 10 (18X20X1) | 1501001113 - FILTER, 18 X 20 X 1 PLEATED MDL 40 HI-CAP MERV 10 (18X20X1) |  |  |  | 4 |  | 4.4699 | 17.8796 | December | 2026
B0101-AHU-Q | 001 | 010100000003 | 2026-12-01 00:17 | 1501001143 | FILTER, 14 X 20 X 1, PLEATED MDL 40 HI-CAP MERV 10 (14X20X1) | 1501001143 - FILTER, 14 X 20 X 1, PLEATED MDL 40 HI-CAP MERV 10 (14X20X1) |  |  |  | 29 |  | 0 | 0 | December | 2026
B0101-AHU-Q | 001 | 010100000002 | 2026-12-01 00:17 | 1501001143 | FILTER, 14 X 20 X 1, PLEATED MDL 40 HI-CAP MERV 10 (14X20X1) | 1501001143 - FILTER, 14 X 20 X 1, PLEATED MDL 40 HI-CAP MERV 10 (14X20X1) |  |  |  | 31 |  | 0 | 0 | December | 2026
B0101-AHU-Q | 001 | 010100000003 | 2026-12-01 00:17 | 1501001550 | FILTER, 18 X 25 X 1, (18X25X1), PLEATED MDL 40 HI-CAP MERV 10 | 1501001550 - FILTER, 18 X 25 X 1, (18X25X1), PLEATED MDL 40 HI-CAP MERV 10 |  |  |  | 3 |  | 0 | 0 | December | 2026
AHU MT8 1HR | 001 | 010500000001 | 2026-12-02 | 1501001112 | FILTER, 18 X 24 X 1, PLEATED MDL 40 HI-CAP MERV 10 (18X24X1, 24X18X1, 24 X 18 X 1) | 1501001112 - FILTER, 18 X 24 X 1, PLEATED MDL 40 HI-CAP MERV 10 (18X24X1, 24X18X1, 24 X 18 X 1) |  |  |  | 2 |  | 0 | 0 | December | 2026
AHU MT8 1HR | 001 | 010500000002 | 2026-12-02 | 1501001112 | FILTER, 18 X 24 X 1, PLEATED MDL 40 HI-CAP MERV 10 (18X24X1, 24X18X1, 24 X 18 X 1) | 1501001112 - FILTER, 18 X 24 X 1, PLEATED MDL 40 HI-CAP MERV 10 (18X24X1, 24X18X1, 24 X 18 X 1) |  |  |  | 2 |  | 0 | 0 | December | 2026
AHU MT8 1HR | 001 | 010700000001 | 2026-12-02 | 1501001112 | FILTER, 18 X 24 X 1, PLEATED MDL 40 HI-CAP MERV 10 (18X24X1, 24X18X1, 24 X 18 X 1) | 1501001112 - FILTER, 18 X 24 X 1, PLEATED MDL 40 HI-CAP MERV 10 (18X24X1, 24X18X1, 24 X 18 X 1) |  |  |  | 2 |  | 0 | 0 | December | 2026
AHU MT8 1HR | 001 | 010700000002 | 2026-12-02 | 1501001112 | FILTER, 18 X 24 X 1, PLEATED MDL 40 HI-CAP MERV 10 (18X24X1, 24X18X1, 24 X 18 X 1) | 1501001112 - FILTER, 18 X 24 X 1, PLEATED MDL 40 HI-CAP MERV 10 (18X24X1, 24X18X1, 24 X 18 X 1) |  |  |  | 2 |  | 0 | 0 | December | 2026
B8126 CRU-4 Q | 001 | 000000314031 | 2026-12-02 | 1501001911 | FILTER, 16 X 25 X 4, PLEATED MDL 40 HI-CAP MERV 10 (16X25X4) | 1501001911 - FILTER, 16 X 25 X 4, PLEATED MDL 40 HI-CAP MERV 10 (16X25X4) |  |  |  | 7 |  | 0 | 0 | December | 2026
B0150 SA CANIST | 001 | 000007091901 | 2026-12-02 00:19 | 1501002001 | FILTER, 21.375X31.5X2.0, MERV 11 (21 3/8 X 31 1/2 X 2) | 1501002001 - FILTER, 21.375X31.5X2.0, MERV 11 (21 3/8 X 31 1/2 X 2) |  |  |  | 2 |  | 13.51 | 27.02 | December | 2026
B0150 SA CANIST | 001 | 000007091899 | 2026-12-02 00:19 | 1501002001 | FILTER, 21.375X31.5X2.0, MERV 11 (21 3/8 X 31 1/2 X 2) | 1501002001 - FILTER, 21.375X31.5X2.0, MERV 11 (21 3/8 X 31 1/2 X 2) |  |  |  | 2 |  | 13.51 | 27.02 | December | 2026
B0150 SA CANIST | 001 | 000007091900 | 2026-12-02 00:19 | 1501002001 | FILTER, 21.375X31.5X2.0, MERV 11 (21 3/8 X 31 1/2 X 2) | 1501002001 - FILTER, 21.375X31.5X2.0, MERV 11 (21 3/8 X 31 1/2 X 2) |  |  |  | 2 |  | 13.51 | 27.02 | December | 2026
B0150 SA CANIST | 001 | 000007091901 | 2026-12-02 00:19 | 1501003049 | HUMIDIFIER STEAM CYLINDER, 311 CYLINDER, 20LBS/HR, 440-600V/3PH | 1501003049 - HUMIDIFIER STEAM CYLINDER, 311 CYLINDER, 20LBS/HR, 440-600V/3PH |  |  |  | 1 |  | 0 | 0 | December | 2026
B0150 SA CANIST | 001 | 000007091898 | 2026-12-02 00:19 | 1501003049 | HUMIDIFIER STEAM CYLINDER, 311 CYLINDER, 20LBS/HR, 440-600V/3PH | 1501003049 - HUMIDIFIER STEAM CYLINDER, 311 CYLINDER, 20LBS/HR, 440-600V/3PH |  |  |  | 1 |  | 0 | 0 | December | 2026
B0150 SA CANIST | 001 | 000007091899 | 2026-12-02 00:19 | 1501003049 | HUMIDIFIER STEAM CYLINDER, 311 CYLINDER, 20LBS/HR, 440-600V/3PH | 1501003049 - HUMIDIFIER STEAM CYLINDER, 311 CYLINDER, 20LBS/HR, 440-600V/3PH |  |  |  | 1 |  | 0 | 0 | December | 2026
B0150 SA CANIST | 001 | 000007091900 | 2026-12-02 00:19 | 1501003049 | HUMIDIFIER STEAM CYLINDER, 311 CYLINDER, 20LBS/HR, 440-600V/3PH | 1501003049 - HUMIDIFIER STEAM CYLINDER, 311 CYLINDER, 20LBS/HR, 440-600V/3PH |  |  |  | 1 |  | 0 | 0 | December | 2026
B0150 SA CANIST | 001 | 000007091898 | 2026-12-02 00:19 | 1501001158 | FILTER, 20 X 30 X 2, PLEATED MDL 40 HI-CAP MERV 10 (20X30X2) | 1501001158 - FILTER, 20 X 30 X 2, PLEATED MDL 40 HI-CAP MERV 10 (20X30X2) |  |  |  | 2 |  | 6.8936 | 13.7872 | December | 2026
B8130 AHU S-11 | 001 | 000090003434 | 2026-12-02 00:23 | 1501001275 | FILTER, 16.5 X 21.5 X 1, PLEATED MDL 40 STANDARD MERV 10 (16 1/2 X 21 1/2 X 1, 16 1/2X21 1/2X1) | 1501001275 - FILTER, 16.5 X 21.5 X 1, PLEATED MDL 40 STANDARD MERV 10 (16 1/2 X 21 1/2 X 1, 16 1/2X21 1/2X1) |  |  |  | 1 |  | 0 | 0 | December | 2026
AHU-Q-1-STRNZ8 | 001 | 010100000002 | 2026-12-03 | 1501001113 | FILTER, 18 X 20 X 1 PLEATED MDL 40 HI-CAP MERV 10 (18X20X1) | 1501001113 - FILTER, 18 X 20 X 1 PLEATED MDL 40 HI-CAP MERV 10 (18X20X1) |  |  |  | 4 |  | 4.4699 | 17.8796 | December | 2026
AHU-Q-1-STRNZ8 | 001 | 010100000001 | 2026-12-03 | 1501001103 | FILTER, 17.25 X 34 X 2, PLEATED MDL 40 HI-CAP MERV 10 (17 1/4 X 34 X 2, 17 1/4X34X2) | 1501001103 - FILTER, 17.25 X 34 X 2, PLEATED MDL 40 HI-CAP MERV 10 (17 1/4 X 34 X 2, 17 1/4X34X2) |  |  |  | 4 |  | 0 | 0 | December | 2026
AHU-Q-1-STRNZ8 | 001 | 010100000002 | 2026-12-03 | 1501001143 | FILTER, 14 X 20 X 1, PLEATED MDL 40 HI-CAP MERV 10 (14X20X1) | 1501001143 - FILTER, 14 X 20 X 1, PLEATED MDL 40 HI-CAP MERV 10 (14X20X1) |  |  |  | 31 |  | 0 | 0 | December | 2026
AHU-Q-1-STRNZ8 | 001 | 010100000003 | 2026-12-03 | 1501001143 | FILTER, 14 X 20 X 1, PLEATED MDL 40 HI-CAP MERV 10 (14X20X1) | 1501001143 - FILTER, 14 X 20 X 1, PLEATED MDL 40 HI-CAP MERV 10 (14X20X1) |  |  |  | 29 |  | 0 | 0 | December | 2026
AHU-Q-1-STRNZ8 | 001 | 010200000001 | 2026-12-03 | 1501001143 | FILTER, 14 X 20 X 1, PLEATED MDL 40 HI-CAP MERV 10 (14X20X1) | 1501001143 - FILTER, 14 X 20 X 1, PLEATED MDL 40 HI-CAP MERV 10 (14X20X1) |  |  |  | 20 |  | 0 | 0 | December | 2026
AHU-Q-1-STRNZ8 | 001 | 010100000001 | 2026-12-03 | 1501001481 | FILTER, 15 X 30 X 2, PLEATED MDL 40 HI-CAP MERV 10 (15X30X2) | 1501001481 - FILTER, 15 X 30 X 2, PLEATED MDL 40 HI-CAP MERV 10 (15X30X2) |  |  |  | 4 |  | 0 | 0 | December | 2026
AHU-Q-1-STRNZ8 | 001 | 010100000003 | 2026-12-03 | 1501001550 | FILTER, 18 X 25 X 1, (18X25X1), PLEATED MDL 40 HI-CAP MERV 10 | 1501001550 - FILTER, 18 X 25 X 1, (18X25X1), PLEATED MDL 40 HI-CAP MERV 10 |  |  |  | 3 |  | 0 | 0 | December | 2026
AHU-Q-1-STRNZ8 | 001 | 010100000001 | 2026-12-03 | 1501001133 | FILTER, 20 X 20 X 1, PLEATED MDL 40 STANDARD MERV 10 (20X20X1) | 1501001133 - FILTER, 20 X 20 X 1, PLEATED MDL 40 STANDARD MERV 10 (20X20X1) |  |  |  | 4 |  | 0 | 0 | December | 2026
AHU-Q-1-STRNZ8 | 001 | 010100000001 | 2026-12-03 | 1501001143 | FILTER, 14 X 20 X 1, PLEATED MDL 40 HI-CAP MERV 10 (14X20X1) | 1501001143 - FILTER, 14 X 20 X 1, PLEATED MDL 40 HI-CAP MERV 10 (14X20X1) |  |  |  | 25 |  | 0 | 0 | December | 2026
AHU-Q-1-STRNZ8 | 001 | 010200000001 | 2026-12-03 | 1501001550 | FILTER, 18 X 25 X 1, (18X25X1), PLEATED MDL 40 HI-CAP MERV 10 | 1501001550 - FILTER, 18 X 25 X 1, (18X25X1), PLEATED MDL 40 HI-CAP MERV 10 |  |  |  | 4 |  | 0 | 0 | December | 2026
AHU-Q-1-STRNZ8 | 001 | 010100000001 | 2026-12-03 | 1501001550 | FILTER, 18 X 25 X 1, (18X25X1), PLEATED MDL 40 HI-CAP MERV 10 | 1501001550 - FILTER, 18 X 25 X 1, (18X25X1), PLEATED MDL 40 HI-CAP MERV 10 |  |  |  | 4 |  | 0 | 0 | December | 2026
AHU-Q-1-STRNZ8 | 001 | 010200000001 | 2026-12-03 | 1501001147 | FILTER, 18 X 24 X 2, PLEATED MDL 40 HI-CAP MERV 10 (18X24X2) | 1501001147 - FILTER, 18 X 24 X 2, PLEATED MDL 40 HI-CAP MERV 10 (18X24X2) |  |  |  | 16 |  | 0 | 0 | December | 2026
AHU-Q-1-STRNZ8 | 001 | 010200000001 | 2026-12-03 | 1501001094 | FILTER, 20 X 24 X 2, PLEATED MDL 40 HI-CAP MERV 10 (20X24X2, 24X20X2, 24 X 20 X 2)) | 1501001094 - FILTER, 20 X 24 X 2, PLEATED MDL 40 HI-CAP MERV 10 (20X24X2, 24X20X2, 24 X 20 X 2)) |  |  |  | 4 |  | 0 | 0 | December | 2026
0002 FCU SA | 001 | 000000000397 | 2026-12-03 00:05 | 1501001617 | FILTER, 20 X 24 X 1, PLEATED MDL 40 HI-CAP MERV 10 (20X24X1) | 1501001617 - FILTER, 20 X 24 X 1, PLEATED MDL 40 HI-CAP MERV 10 (20X24X1) |  |  |  | 2 |  | 7.5693 | 15.1386 | December | 2026
0002 FCU SA | 001 | 000000000396 | 2026-12-03 00:05 | 1501001115 | FILTER, 7 X 28 X 1 PLEATED MDL 40 HI-CAP MERV 10 (7X28X1) | 1501001115 - FILTER, 7 X 28 X 1 PLEATED MDL 40 HI-CAP MERV 10 (7X28X1) |  |  |  | 1 |  | 4.62 | 4.62 | December | 2026
B0138-FCU-A | 001 | 000090010178 | 2026-12-03 00:19 | 1501001346 | BELT, #AX-31, AX31 (COG TYPE) | 1501001346 - BELT, #AX-31, AX31 (COG TYPE) |  |  |  | 1 |  | 0 | 0 | December | 2026
B0138-FCU-A | 001 | 000090010178 | 2026-12-03 00:19 | 1501001123 | FILTER, 16 X 20 X 2, PLEATED MDL 40 HI-CAP MERV 10 (16X20X2) | 1501001123 - FILTER, 16 X 20 X 2, PLEATED MDL 40 HI-CAP MERV 10 (16X20X2) |  |  |  | 4 |  | 0 | 0 | December | 2026
B0138-FCU-A | 001 | 000090010179 | 2026-12-03 00:19 | 1501001346 | BELT, #AX-31, AX31 (COG TYPE) | 1501001346 - BELT, #AX-31, AX31 (COG TYPE) |  |  |  | 1 |  | 0 | 0 | December | 2026
B0138-FCU-A | 001 | 000090010180 | 2026-12-03 00:19 | 1501001453 | BELT, #BX-28, BX28 (COG TYPE) | 1501001453 - BELT, #BX-28, BX28 (COG TYPE) |  |  |  | 1 |  | 6.2475 | 6.2475 | December | 2026
B0138-FCU-A | 001 | 000090010181 | 2026-12-03 00:19 | 1501001346 | BELT, #AX-31, AX31 (COG TYPE) | 1501001346 - BELT, #AX-31, AX31 (COG TYPE) |  |  |  | 1 |  | 0 | 0 | December | 2026
B0138-FCU-A | 001 | 000090010180 | 2026-12-03 00:19 | 1501001123 | FILTER, 16 X 20 X 2, PLEATED MDL 40 HI-CAP MERV 10 (16X20X2) | 1501001123 - FILTER, 16 X 20 X 2, PLEATED MDL 40 HI-CAP MERV 10 (16X20X2) |  |  |  | 4 |  | 0 | 0 | December | 2026
B0138-FCU-A | 001 | 000090010181 | 2026-12-03 00:19 | 1501001123 | FILTER, 16 X 20 X 2, PLEATED MDL 40 HI-CAP MERV 10 (16X20X2) | 1501001123 - FILTER, 16 X 20 X 2, PLEATED MDL 40 HI-CAP MERV 10 (16X20X2) |  |  |  | 4 |  | 0 | 0 | December | 2026
B0138-FCU-A | 001 | 000090010179 | 2026-12-03 00:19 | 1501001910 | FILTER, 20 X 25 X 2, PLEATED MDL 40 HI-CAP MERV 10 (20X25X2) | 1501001910 - FILTER, 20 X 25 X 2, PLEATED MDL 40 HI-CAP MERV 10 (20X25X2) |  |  |  | 2 |  | 0 | 0 | December | 2026
B0150 ACU1 Q | 001 | 000007091898 | 2026-12-04 00:05 | 1501001158 | FILTER, 20 X 30 X 2, PLEATED MDL 40 HI-CAP MERV 10 (20X30X2) | 1501001158 - FILTER, 20 X 30 X 2, PLEATED MDL 40 HI-CAP MERV 10 (20X30X2) |  |  |  | 1 |  | 6.8936 | 6.8936 | December | 2026
B0150 ACU3 Q | 001 | 000007091901 | 2026-12-04 00:05 | 1501002001 | FILTER, 21.375X31.5X2.0, MERV 11 (21 3/8 X 31 1/2 X 2) | 1501002001 - FILTER, 21.375X31.5X2.0, MERV 11 (21 3/8 X 31 1/2 X 2) |  |  |  | 2 |  | 13.51 | 27.02 | December | 2026
B8151 RTU-4 SA | 001 | 000090002828 | 2026-12-04 00:05 | 1501002237 | FILTER, 30/30, DUAL 9, HIGH-CAPACITY, MERV 9, 20X25X2 | 1501002237 - FILTER, 30/30, DUAL 9, HIGH-CAPACITY, MERV 9, 20X25X2 |  |  |  | 2 |  | 16.46 | 32.92 | December | 2026
FCU-4M MT2 | 001 | 000000108012 | 2026-12-04 00:05 | 1501001122 | FILTER, 16 X 25 X 2, PLEATED MDL 40 HI-CAP MERV 10 (16X25X2) | 1501001122 - FILTER, 16 X 25 X 2, PLEATED MDL 40 HI-CAP MERV 10 (16X25X2) |  |  |  | 1 |  | 0 | 0 | December | 2026
FCU-4M MT2 | 001 | 000000109006 | 2026-12-04 00:05 | 1501001122 | FILTER, 16 X 25 X 2, PLEATED MDL 40 HI-CAP MERV 10 (16X25X2) | 1501001122 - FILTER, 16 X 25 X 2, PLEATED MDL 40 HI-CAP MERV 10 (16X25X2) |  |  |  | 1 |  | 0 | 0 | December | 2026
FCU-4M MT2 | 001 | 000000109008 | 2026-12-04 00:05 | 1501001122 | FILTER, 16 X 25 X 2, PLEATED MDL 40 HI-CAP MERV 10 (16X25X2) | 1501001122 - FILTER, 16 X 25 X 2, PLEATED MDL 40 HI-CAP MERV 10 (16X25X2) |  |  |  | 1 |  | 0 | 0 | December | 2026
FCU-4M MT2 | 001 | 000000109007 | 2026-12-04 00:05 | 1501001123 | FILTER, 16 X 20 X 2, PLEATED MDL 40 HI-CAP MERV 10 (16X20X2) | 1501001123 - FILTER, 16 X 20 X 2, PLEATED MDL 40 HI-CAP MERV 10 (16X20X2) |  |  |  | 2 |  | 0 | 0 | December | 2026
B0138 FLT Q | 001 | 013801040000 | 2026-12-04 00:19 | 1501001133 | FILTER, 20 X 20 X 1, PLEATED MDL 40 STANDARD MERV 10 (20X20X1) | 1501001133 - FILTER, 20 X 20 X 1, PLEATED MDL 40 STANDARD MERV 10 (20X20X1) |  |  |  | 4 |  | 0 | 0 | December | 2026
B0119 FCU A | 001 | 000000108012 | 2026-12-07 | 1501001354 | BELT, #AX-41, AX41 (COG TYPE) | 1501001354 - BELT, #AX-41, AX41 (COG TYPE) |  |  |  | 1 |  | 11.392 | 11.392 | December | 2026
B0119 FCU A | 001 | 000000109006 | 2026-12-07 | 1501001354 | BELT, #AX-41, AX41 (COG TYPE) | 1501001354 - BELT, #AX-41, AX41 (COG TYPE) |  |  |  | 1 |  | 11.392 | 11.392 | December | 2026
B0119 FCU A | 001 | 000000109008 | 2026-12-07 | 1501001354 | BELT, #AX-41, AX41 (COG TYPE) | 1501001354 - BELT, #AX-41, AX41 (COG TYPE) |  |  |  | 1 |  | 11.392 | 11.392 | December | 2026
B0119 FCU A | 001 | 000000109007 | 2026-12-07 | 1501001354 | BELT, #AX-41, AX41 (COG TYPE) | 1501001354 - BELT, #AX-41, AX41 (COG TYPE) |  |  |  | 1 |  | 11.392 | 11.392 | December | 2026
B0119 FCU A | 001 | 000000108012 | 2026-12-07 | 1501001122 | FILTER, 16 X 25 X 2, PLEATED MDL 40 HI-CAP MERV 10 (16X25X2) | 1501001122 - FILTER, 16 X 25 X 2, PLEATED MDL 40 HI-CAP MERV 10 (16X25X2) |  |  |  | 1 |  | 0 | 0 | December | 2026
B0119 FCU A | 001 | 000000109006 | 2026-12-07 | 1501001122 | FILTER, 16 X 25 X 2, PLEATED MDL 40 HI-CAP MERV 10 (16X25X2) | 1501001122 - FILTER, 16 X 25 X 2, PLEATED MDL 40 HI-CAP MERV 10 (16X25X2) |  |  |  | 1 |  | 0 | 0 | December | 2026
B0119 FCU A | 001 | 000000109008 | 2026-12-07 | 1501001122 | FILTER, 16 X 25 X 2, PLEATED MDL 40 HI-CAP MERV 10 (16X25X2) | 1501001122 - FILTER, 16 X 25 X 2, PLEATED MDL 40 HI-CAP MERV 10 (16X25X2) |  |  |  | 1 |  | 0 | 0 | December | 2026
B0119 FCU A | 001 | 000000109007 | 2026-12-07 | 1501001122 | FILTER, 16 X 25 X 2, PLEATED MDL 40 HI-CAP MERV 10 (16X25X2) | 1501001122 - FILTER, 16 X 25 X 2, PLEATED MDL 40 HI-CAP MERV 10 (16X25X2) |  |  |  | 1 |  | 0 | 0 | December | 2026
EF S-1 SU B RF | 001 | 000090002673 | 2026-12-07 | 1501001041 | BELT, #3L200R | 1501001041 - BELT, #3L200R |  |  |  | 1 |  | 0 | 0 | December | 2026
EF S-1 SU B RF | 001 | 000090002674 | 2026-12-07 | 1501001262 | BELT, #3L270 | 1501001262 - BELT, #3L270 |  |  |  | 1 |  | 1.891 | 1.891 | December | 2026
EF S-1 SU B RF | 001 | 000090002677 | 2026-12-07 | 1501001341 | BELT, #AX-25, AX25 (COG TYPE) | 1501001341 - BELT, #AX-25, AX25 (COG TYPE) |  |  |  | 1 |  | 3.8437 | 3.8437 | December | 2026
EF S-1 SU B RF | 001 | 000004090102 | 2026-12-07 | 1501001342 | BELT, #AX-26, AX26 (COG TYPE) | 1501001342 - BELT, #AX-26, AX26 (COG TYPE) |  |  |  | 1 |  | 5.4945 | 5.4945 | December | 2026
EF S-1 SU B RF | 001 | 000006094554 | 2026-12-07 | 1501001025 | BELT, #AX-22, AX22, (COG TYPE) | 1501001025 - BELT, #AX-22, AX22, (COG TYPE) |  |  |  | 1 |  | 4.6883 | 4.6883 | December | 2026
B0040 AHU-1 A | 001 | 000000028279 | 2026-12-07 00:12 | 1501002206 | FILTER, BAG, 20X24X12, HEIGHT X WIDTH X DEPTH, (HORIZONTAL CONFIGURATION), MERV14A, CAMFIL 10P, 405619E12 (REPLACES 1501003005) | 1501002206 - FILTER, BAG, 20X24X12, HEIGHT X WIDTH X DEPTH, (HORIZONTAL CONFIGURATION), MERV14A, CAMFIL 10P, 405619E12 (REPLACES 1501003005) |  |  |  | 3 |  | 0 | 0 | December | 2026
B0040 AHU-1 A | 001 | 000000028279 | 2026-12-07 00:12 | 1501002200 | FILTER, BAG, 12X24X12, HEIGHT X WIDTH X DEPTH, (HORIZONTAL CONFIGURATION), MERV14A, CAMFIL 10P, 405619F12 | 1501002200 - FILTER, BAG, 12X24X12, HEIGHT X WIDTH X DEPTH, (HORIZONTAL CONFIGURATION), MERV14A, CAMFIL 10P, 405619F12 |  |  |  | 3 |  | 78.19 | 234.57 | December | 2026
B0040 AHU-1 A | 001 | 000000028279 | 2026-12-07 00:12 | 1501001401 | BELT, #BX-52, BX52 (COG TYPE) | 1501001401 - BELT, #BX-52, BX52 (COG TYPE) |  |  |  | 1 |  | 0 | 0 | December | 2026
B0040 AHU1-1 A | 001 | 000006094396 | 2026-12-07 00:12 | 1501002210 | FILTER, BAG, 24X24X12, MERV14A, CAMFIL 10P, 405619A12 | 1501002210 - FILTER, BAG, 24X24X12, MERV14A, CAMFIL 10P, 405619A12 |  |  |  | 3 |  | 0 | 0 | December | 2026
B0040 AHU1-1 A | 001 | 000006094396 | 2026-12-07 00:12 | 1501002200 | FILTER, BAG, 12X24X12, HEIGHT X WIDTH X DEPTH, (HORIZONTAL CONFIGURATION), MERV14A, CAMFIL 10P, 405619F12 | 1501002200 - FILTER, BAG, 12X24X12, HEIGHT X WIDTH X DEPTH, (HORIZONTAL CONFIGURATION), MERV14A, CAMFIL 10P, 405619F12 |  |  |  | 3 |  | 78.19 | 234.57 | December | 2026
B0040 AHU1-1 A | 001 | 000006094396 | 2026-12-07 00:12 | 1501001119 | FILTER, 24 X 24 X 2, PLEATED MDL 40 HI-CAP MERV 10 (24X24X2) | 1501001119 - FILTER, 24 X 24 X 2, PLEATED MDL 40 HI-CAP MERV 10 (24X24X2) |  |  |  | 3 |  | 0 | 0 | December | 2026
B0040 AHU1-1 A | 001 | 000006094396 | 2026-12-07 00:12 | 1501001125 | FILTER, 12 X 24 X 2, PLEATED MDL 40 HI-CAP MERV 10 (12X24X2) | 1501001125 - FILTER, 12 X 24 X 2, PLEATED MDL 40 HI-CAP MERV 10 (12X24X2) |  |  |  | 3 |  | 0 | 0 | December | 2026
B0040 AHU2-1 A | 001 | 000006094398 | 2026-12-07 00:12 | 1501001125 | FILTER, 12 X 24 X 2, PLEATED MDL 40 HI-CAP MERV 10 (12X24X2) | 1501001125 - FILTER, 12 X 24 X 2, PLEATED MDL 40 HI-CAP MERV 10 (12X24X2) |  |  |  | 3 |  | 0 | 0 | December | 2026
B0040 AHU2-1 A | 001 | 000006094398 | 2026-12-07 00:12 | 1501001119 | FILTER, 24 X 24 X 2, PLEATED MDL 40 HI-CAP MERV 10 (24X24X2) | 1501001119 - FILTER, 24 X 24 X 2, PLEATED MDL 40 HI-CAP MERV 10 (24X24X2) |  |  |  | 3 |  | 0 | 0 | December | 2026
B0040 AHU2-1 A | 001 | 000006094398 | 2026-12-07 00:12 | 1501002210 | FILTER, BAG, 24X24X12, MERV14A, CAMFIL 10P, 405619A12 | 1501002210 - FILTER, BAG, 24X24X12, MERV14A, CAMFIL 10P, 405619A12 |  |  |  | 3 |  | 0 | 0 | December | 2026
B0040 AHU2-1 A | 001 | 000006094398 | 2026-12-07 00:12 | 1501002200 | FILTER, BAG, 12X24X12, HEIGHT X WIDTH X DEPTH, (HORIZONTAL CONFIGURATION), MERV14A, CAMFIL 10P, 405619F12 | 1501002200 - FILTER, BAG, 12X24X12, HEIGHT X WIDTH X DEPTH, (HORIZONTAL CONFIGURATION), MERV14A, CAMFIL 10P, 405619F12 |  |  |  | 3 |  | 78.19 | 234.57 | December | 2026
B0040 AHU3-1 A | 001 | 000006094399 | 2026-12-07 00:12 | 1501001125 | FILTER, 12 X 24 X 2, PLEATED MDL 40 HI-CAP MERV 10 (12X24X2) | 1501001125 - FILTER, 12 X 24 X 2, PLEATED MDL 40 HI-CAP MERV 10 (12X24X2) |  |  |  | 3 |  | 0 | 0 | December | 2026
B0040 AHU3-1 A | 001 | 000006094399 | 2026-12-07 00:12 | 1501001119 | FILTER, 24 X 24 X 2, PLEATED MDL 40 HI-CAP MERV 10 (24X24X2) | 1501001119 - FILTER, 24 X 24 X 2, PLEATED MDL 40 HI-CAP MERV 10 (24X24X2) |  |  |  | 3 |  | 0 | 0 | December | 2026
B0040 AHU3-1 A | 001 | 000006094399 | 2026-12-07 00:12 | 1501002200 | FILTER, BAG, 12X24X12, HEIGHT X WIDTH X DEPTH, (HORIZONTAL CONFIGURATION), MERV14A, CAMFIL 10P, 405619F12 | 1501002200 - FILTER, BAG, 12X24X12, HEIGHT X WIDTH X DEPTH, (HORIZONTAL CONFIGURATION), MERV14A, CAMFIL 10P, 405619F12 |  |  |  | 3 |  | 78.19 | 234.57 | December | 2026
B0040 AHU3-1 A | 001 | 000006094399 | 2026-12-07 00:12 | 1501002210 | FILTER, BAG, 24X24X12, MERV14A, CAMFIL 10P, 405619A12 | 1501002210 - FILTER, BAG, 24X24X12, MERV14A, CAMFIL 10P, 405619A12 |  |  |  | 3 |  | 0 | 0 | December | 2026
B0084 ERU SA | 001 | 0084-H-ERU | 2026-12-07 00:16 | 1501002236 | FILTER, 30/30, DUAL 9, HIGH-CAPACITY, MERV 9, 16X25X2 | 1501002236 - FILTER, 30/30, DUAL 9, HIGH-CAPACITY, MERV 9, 16X25X2 |  |  |  | 6 |  | 0 | 0 | December | 2026
B0084 ERU SA | 001 | 0084-H-ERU | 2026-12-07 00:16 | 1501002237 | FILTER, 30/30, DUAL 9, HIGH-CAPACITY, MERV 9, 20X25X2 | 1501002237 - FILTER, 30/30, DUAL 9, HIGH-CAPACITY, MERV 9, 20X25X2 |  |  |  | 6 |  | 16.46 | 98.76 | December | 2026
B0052 AHU-28 A | 001 | 000006093786 | 2026-12-08 00:13 | 1501001094 | FILTER, 20 X 24 X 2, PLEATED MDL 40 HI-CAP MERV 10 (20X24X2, 24X20X2, 24 X 20 X 2)) | 1501001094 - FILTER, 20 X 24 X 2, PLEATED MDL 40 HI-CAP MERV 10 (20X24X2, 24X20X2, 24 X 20 X 2)) |  |  |  | 3 |  | 0 | 0 | December | 2026
B8129 AHU S-2 | 001 | 000090002992 | 2026-12-08 00:23 | 1501001881 | FILTER, 22 X 24 X 1, PLEATED MDL 40 HI-CAP MERV 10 (22X24X1) | 1501001881 - FILTER, 22 X 24 X 1, PLEATED MDL 40 HI-CAP MERV 10 (22X24X1) |  |  |  | 1 |  | 0 | 0 | December | 2026
B8129 AHU S-3 | 001 | 000090002991 | 2026-12-08 00:23 | 1501001275 | FILTER, 16.5 X 21.5 X 1, PLEATED MDL 40 STANDARD MERV 10 (16 1/2 X 21 1/2 X 1, 16 1/2X21 1/2X1) | 1501001275 - FILTER, 16.5 X 21.5 X 1, PLEATED MDL 40 STANDARD MERV 10 (16 1/2 X 21 1/2 X 1, 16 1/2X21 1/2X1) |  |  |  | 1 |  | 0 | 0 | December | 2026
B8129 AHU S-4 | 001 | 000090002993 | 2026-12-08 00:23 | 1501001881 | FILTER, 22 X 24 X 1, PLEATED MDL 40 HI-CAP MERV 10 (22X24X1) | 1501001881 - FILTER, 22 X 24 X 1, PLEATED MDL 40 HI-CAP MERV 10 (22X24X1) |  |  |  | 1 |  | 0 | 0 | December | 2026
B8129 AHU S-7 | 001 | 000090002994 | 2026-12-08 00:23 | 1501001927 | FILTER, **SPECIAL USE FILTER - BENNETT BUILDING** 19-7/8 X 21-1/2 X 7/8, PLEATED MDL 40 HI-CAP MERV 10 (19-7/8X21-1/2X7/8) | 1501001927 - FILTER, **SPECIAL USE FILTER - BENNETT BUILDING** 19-7/8 X 21-1/2 X 7/8, PLEATED MDL 40 HI-CAP MERV 10 (19-7/8X21-1/2X7/8) |  |  |  | 1 |  | 10.78 | 10.78 | December | 2026
B8151 DAHU Q | 001 | 000090002838 | 2026-12-08 00:23 | 1501001133 | FILTER, 20 X 20 X 1, PLEATED MDL 40 STANDARD MERV 10 (20X20X1) | 1501001133 - FILTER, 20 X 20 X 1, PLEATED MDL 40 STANDARD MERV 10 (20X20X1) |  |  |  | 1 |  | 0 | 0 | December | 2026
B8151 DAHU Q | 001 | 000090002848 | 2026-12-08 00:23 | 1501001928 | FILTER, 20 X 22 X 1, PLEATED MDL 40 HI-CAP MERV 10 (20X22X1) | 1501001928 - FILTER, 20 X 22 X 1, PLEATED MDL 40 HI-CAP MERV 10 (20X22X1) |  |  |  | 1 |  | 1 | 1 | December | 2026
B8151 DAHU Q | 001 | 000090002849 | 2026-12-08 00:23 | 1501001133 | FILTER, 20 X 20 X 1, PLEATED MDL 40 STANDARD MERV 10 (20X20X1) | 1501001133 - FILTER, 20 X 20 X 1, PLEATED MDL 40 STANDARD MERV 10 (20X20X1) |  |  |  | 1 |  | 0 | 0 | December | 2026
B8151 DAHU Q | 001 | 000090002850 | 2026-12-08 00:23 | 1501001928 | FILTER, 20 X 22 X 1, PLEATED MDL 40 HI-CAP MERV 10 (20X22X1) | 1501001928 - FILTER, 20 X 22 X 1, PLEATED MDL 40 HI-CAP MERV 10 (20X22X1) |  |  |  | 1 |  | 1 | 1 | December | 2026
B8151 DAHU Q | 001 | 000090002851 | 2026-12-08 00:23 | 1501001928 | FILTER, 20 X 22 X 1, PLEATED MDL 40 HI-CAP MERV 10 (20X22X1) | 1501001928 - FILTER, 20 X 22 X 1, PLEATED MDL 40 HI-CAP MERV 10 (20X22X1) |  |  |  | 1 |  | 1 | 1 | December | 2026
B8151 DAHU Q | 001 | 000090002852 | 2026-12-08 00:23 | 1501001928 | FILTER, 20 X 22 X 1, PLEATED MDL 40 HI-CAP MERV 10 (20X22X1) | 1501001928 - FILTER, 20 X 22 X 1, PLEATED MDL 40 HI-CAP MERV 10 (20X22X1) |  |  |  | 1 |  | 1 | 1 | December | 2026
B8151 DAHU Q | 001 | 000090002853 | 2026-12-08 00:23 | 1501001928 | FILTER, 20 X 22 X 1, PLEATED MDL 40 HI-CAP MERV 10 (20X22X1) | 1501001928 - FILTER, 20 X 22 X 1, PLEATED MDL 40 HI-CAP MERV 10 (20X22X1) |  |  |  | 1 |  | 1 | 1 | December | 2026
B8151 DAHU Q | 001 | 000090002854 | 2026-12-08 00:23 | 1501001133 | FILTER, 20 X 20 X 1, PLEATED MDL 40 STANDARD MERV 10 (20X20X1) | 1501001133 - FILTER, 20 X 20 X 1, PLEATED MDL 40 STANDARD MERV 10 (20X20X1) |  |  |  | 1 |  | 0 | 0 | December | 2026
B8151 DAHU Q | 001 | 000090002855 | 2026-12-08 00:23 | 1501001133 | FILTER, 20 X 20 X 1, PLEATED MDL 40 STANDARD MERV 10 (20X20X1) | 1501001133 - FILTER, 20 X 20 X 1, PLEATED MDL 40 STANDARD MERV 10 (20X20X1) |  |  |  | 1 |  | 0 | 0 | December | 2026
B8151 DAHU Q | 001 | 000090002856 | 2026-12-08 00:23 | 1501001133 | FILTER, 20 X 20 X 1, PLEATED MDL 40 STANDARD MERV 10 (20X20X1) | 1501001133 - FILTER, 20 X 20 X 1, PLEATED MDL 40 STANDARD MERV 10 (20X20X1) |  |  |  | 1 |  | 0 | 0 | December | 2026
B8151 DAHU Q | 001 | 000090002875 | 2026-12-08 00:23 | 1501001133 | FILTER, 20 X 20 X 1, PLEATED MDL 40 STANDARD MERV 10 (20X20X1) | 1501001133 - FILTER, 20 X 20 X 1, PLEATED MDL 40 STANDARD MERV 10 (20X20X1) |  |  |  | 1 |  | 0 | 0 | December | 2026
B8151 DAHU Q | 001 | 000090002919 | 2026-12-08 00:23 | 1501001133 | FILTER, 20 X 20 X 1, PLEATED MDL 40 STANDARD MERV 10 (20X20X1) | 1501001133 - FILTER, 20 X 20 X 1, PLEATED MDL 40 STANDARD MERV 10 (20X20X1) |  |  |  | 1 |  | 0 | 0 | December | 2026
B8151 DAHU Q | 001 | 000090002924 | 2026-12-08 00:23 | 1501001133 | FILTER, 20 X 20 X 1, PLEATED MDL 40 STANDARD MERV 10 (20X20X1) | 1501001133 - FILTER, 20 X 20 X 1, PLEATED MDL 40 STANDARD MERV 10 (20X20X1) |  |  |  | 1 |  | 0 | 0 | December | 2026
B8151 DAHU Q | 001 | 000090002925 | 2026-12-08 00:23 | 1501001133 | FILTER, 20 X 20 X 1, PLEATED MDL 40 STANDARD MERV 10 (20X20X1) | 1501001133 - FILTER, 20 X 20 X 1, PLEATED MDL 40 STANDARD MERV 10 (20X20X1) |  |  |  | 1 |  | 0 | 0 | December | 2026
B8151 DAHU Q | 001 | 000090002924 | 2026-12-08 00:23 | 1501001139 | FILTER, 16 X 20 X 1, PLEATED MDL 40 HI-CAP MERV 10 (16X20X1) (ACTUAL SIZE: 15-1/2"X19-1/2"X3/4") | 1501001139 - FILTER, 16 X 20 X 1, PLEATED MDL 40 HI-CAP MERV 10 (16X20X1) (ACTUAL SIZE: 15-1/2"X19-1/2"X3/4") |  |  |  | 1 |  | 0 | 0 | December | 2026
B8151 DAHU Q | 001 | 000090002926 | 2026-12-08 00:23 | 1501001133 | FILTER, 20 X 20 X 1, PLEATED MDL 40 STANDARD MERV 10 (20X20X1) | 1501001133 - FILTER, 20 X 20 X 1, PLEATED MDL 40 STANDARD MERV 10 (20X20X1) |  |  |  | 1 |  | 0 | 0 | December | 2026
AHU MT9 1HR | 001 | 006500000001 | 2026-12-09 | 1501001133 | FILTER, 20 X 20 X 1, PLEATED MDL 40 STANDARD MERV 10 (20X20X1) | 1501001133 - FILTER, 20 X 20 X 1, PLEATED MDL 40 STANDARD MERV 10 (20X20X1) |  |  |  | 3 |  | 0 | 0 | December | 2026
AHU MT9 1HR | 001 | 006500000001 | 2026-12-09 | 1501001113 | FILTER, 18 X 20 X 1 PLEATED MDL 40 HI-CAP MERV 10 (18X20X1) | 1501001113 - FILTER, 18 X 20 X 1 PLEATED MDL 40 HI-CAP MERV 10 (18X20X1) |  |  |  | 2 |  | 4.4699 | 8.9398 | December | 2026
AHU-Q-1-HSNGZ8 | 001 | 010400000001 | 2026-12-09 | 1501001112 | FILTER, 18 X 24 X 1, PLEATED MDL 40 HI-CAP MERV 10 (18X24X1, 24X18X1, 24 X 18 X 1) | 1501001112 - FILTER, 18 X 24 X 1, PLEATED MDL 40 HI-CAP MERV 10 (18X24X1, 24X18X1, 24 X 18 X 1) |  |  |  | 13 |  | 0 | 0 | December | 2026
AHU-Q-1-HSNGZ8 | 001 | 010400000002 | 2026-12-09 | 1501001112 | FILTER, 18 X 24 X 1, PLEATED MDL 40 HI-CAP MERV 10 (18X24X1, 24X18X1, 24 X 18 X 1) | 1501001112 - FILTER, 18 X 24 X 1, PLEATED MDL 40 HI-CAP MERV 10 (18X24X1, 24X18X1, 24 X 18 X 1) |  |  |  | 13 |  | 0 | 0 | December | 2026
AHU-Q-1-HSNGZ8 | 001 | 010400000003 | 2026-12-09 | 1501001112 | FILTER, 18 X 24 X 1, PLEATED MDL 40 HI-CAP MERV 10 (18X24X1, 24X18X1, 24 X 18 X 1) | 1501001112 - FILTER, 18 X 24 X 1, PLEATED MDL 40 HI-CAP MERV 10 (18X24X1, 24X18X1, 24 X 18 X 1) |  |  |  | 13 |  | 0 | 0 | December | 2026
AHU-Q-1-HSNGZ8 | 001 | 010400000004 | 2026-12-09 | 1501001112 | FILTER, 18 X 24 X 1, PLEATED MDL 40 HI-CAP MERV 10 (18X24X1, 24X18X1, 24 X 18 X 1) | 1501001112 - FILTER, 18 X 24 X 1, PLEATED MDL 40 HI-CAP MERV 10 (18X24X1, 24X18X1, 24 X 18 X 1) |  |  |  | 7 |  | 0 | 0 | December | 2026
AHU-Q-1-STRNZ8 | 001 | 010200000002 | 2026-12-09 | 1501001143 | FILTER, 14 X 20 X 1, PLEATED MDL 40 HI-CAP MERV 10 (14X20X1) | 1501001143 - FILTER, 14 X 20 X 1, PLEATED MDL 40 HI-CAP MERV 10 (14X20X1) |  |  |  | 27 |  | 0 | 0 | December | 2026
AHU-Q-1-STRNZ8 | 001 | 010200000003 | 2026-12-09 | 1501001143 | FILTER, 14 X 20 X 1, PLEATED MDL 40 HI-CAP MERV 10 (14X20X1) | 1501001143 - FILTER, 14 X 20 X 1, PLEATED MDL 40 HI-CAP MERV 10 (14X20X1) |  |  |  | 29 |  | 0 | 0 | December | 2026
AHU-Q-1-STRNZ8 | 001 | 010300000001 | 2026-12-09 | 1501001103 | FILTER, 17.25 X 34 X 2, PLEATED MDL 40 HI-CAP MERV 10 (17 1/4 X 34 X 2, 17 1/4X34X2) | 1501001103 - FILTER, 17.25 X 34 X 2, PLEATED MDL 40 HI-CAP MERV 10 (17 1/4 X 34 X 2, 17 1/4X34X2) |  |  |  | 4 |  | 0 | 0 | December | 2026
AHU-Q-1-STRNZ8 | 001 | 010300000002 | 2026-12-09 | 1501001143 | FILTER, 14 X 20 X 1, PLEATED MDL 40 HI-CAP MERV 10 (14X20X1) | 1501001143 - FILTER, 14 X 20 X 1, PLEATED MDL 40 HI-CAP MERV 10 (14X20X1) |  |  |  | 33 |  | 0 | 0 | December | 2026
AHU-Q-1-STRNZ8 | 001 | 010200000003 | 2026-12-09 | 1501001550 | FILTER, 18 X 25 X 1, (18X25X1), PLEATED MDL 40 HI-CAP MERV 10 | 1501001550 - FILTER, 18 X 25 X 1, (18X25X1), PLEATED MDL 40 HI-CAP MERV 10 |  |  |  | 4 |  | 0 | 0 | December | 2026
AHU-Q-1-STRNZ8 | 001 | 010300000001 | 2026-12-09 | 1501001113 | FILTER, 18 X 20 X 1 PLEATED MDL 40 HI-CAP MERV 10 (18X20X1) | 1501001113 - FILTER, 18 X 20 X 1 PLEATED MDL 40 HI-CAP MERV 10 (18X20X1) |  |  |  | 4 |  | 4.4699 | 17.8796 | December | 2026
AHU-Q-1-STRNZ8 | 001 | 010200000002 | 2026-12-09 | 1501001550 | FILTER, 18 X 25 X 1, (18X25X1), PLEATED MDL 40 HI-CAP MERV 10 | 1501001550 - FILTER, 18 X 25 X 1, (18X25X1), PLEATED MDL 40 HI-CAP MERV 10 |  |  |  | 4 |  | 0 | 0 | December | 2026
AHU-Q-1-STRNZ8 | 001 | 010300000001 | 2026-12-09 | 1501001143 | FILTER, 14 X 20 X 1, PLEATED MDL 40 HI-CAP MERV 10 (14X20X1) | 1501001143 - FILTER, 14 X 20 X 1, PLEATED MDL 40 HI-CAP MERV 10 (14X20X1) |  |  |  | 29 |  | 0 | 0 | December | 2026
AHU-Q-1-STRNZ8 | 001 | 010300000002 | 2026-12-09 | 1501001550 | FILTER, 18 X 25 X 1, (18X25X1), PLEATED MDL 40 HI-CAP MERV 10 | 1501001550 - FILTER, 18 X 25 X 1, (18X25X1), PLEATED MDL 40 HI-CAP MERV 10 |  |  |  | 3 |  | 0 | 0 | December | 2026
AHU-Q-1-STRNZ8 | 001 | 010300000001 | 2026-12-09 | 1501001481 | FILTER, 15 X 30 X 2, PLEATED MDL 40 HI-CAP MERV 10 (15X30X2) | 1501001481 - FILTER, 15 X 30 X 2, PLEATED MDL 40 HI-CAP MERV 10 (15X30X2) |  |  |  | 5 |  | 0 | 0 | December | 2026
FCU-Q-1-Z2 | 001 | 000000110023 | 2026-12-09 | 1501001125 | FILTER, 12 X 24 X 2, PLEATED MDL 40 HI-CAP MERV 10 (12X24X2) | 1501001125 - FILTER, 12 X 24 X 2, PLEATED MDL 40 HI-CAP MERV 10 (12X24X2) |  |  |  | 1 |  | 0 | 0 | December | 2026
FCU-Q-1-Z2 | 001 | 000000110037 | 2026-12-09 | 1501001121 | FILTER, 20 X 20 X 2, PLEATED MDL 40 STANDARD MERV 10 (20X20X2) | 1501001121 - FILTER, 20 X 20 X 2, PLEATED MDL 40 STANDARD MERV 10 (20X20X2) |  |  |  | 1 |  | 0 | 0 | December | 2026
FCU-Q-1-Z2 | 001 | 000000110079 | 2026-12-09 | 1501001121 | FILTER, 20 X 20 X 2, PLEATED MDL 40 STANDARD MERV 10 (20X20X2) | 1501001121 - FILTER, 20 X 20 X 2, PLEATED MDL 40 STANDARD MERV 10 (20X20X2) |  |  |  | 2 |  | 0 | 0 | December | 2026
FCU-Q-1-Z2 | 001 | 000000110135 | 2026-12-09 | 1501001190 | FILTER, 12 X 12 X 2, PLEATED MDL 40 HI-CAP MERV 10 (12X12X2) | 1501001190 - FILTER, 12 X 12 X 2, PLEATED MDL 40 HI-CAP MERV 10 (12X12X2) |  |  |  | 2 |  | 3.6574 | 7.3148 | December | 2026
FCU-Q-1-Z2 | 001 | 000000110140 | 2026-12-09 | 1501001125 | FILTER, 12 X 24 X 2, PLEATED MDL 40 HI-CAP MERV 10 (12X24X2) | 1501001125 - FILTER, 12 X 24 X 2, PLEATED MDL 40 HI-CAP MERV 10 (12X24X2) |  |  |  | 1 |  | 0 | 0 | December | 2026
FCU-Q-1-Z2 | 001 | 000000110185 | 2026-12-09 | 1501001127 | FILTER, 16 X 16 X 2, PLEATED MDL 40 HI-CAP MERV 10 (16X16X2) | 1501001127 - FILTER, 16 X 16 X 2, PLEATED MDL 40 HI-CAP MERV 10 (16X16X2) |  |  |  | 2 |  | 5.2706 | 10.5412 | December | 2026
FCU-Q-1-Z2 | 001 | 000000110205 | 2026-12-09 | 1501001125 | FILTER, 12 X 24 X 2, PLEATED MDL 40 HI-CAP MERV 10 (12X24X2) | 1501001125 - FILTER, 12 X 24 X 2, PLEATED MDL 40 HI-CAP MERV 10 (12X24X2) |  |  |  | 1 |  | 0 | 0 | December | 2026
FCU-Q-1-Z2 | 001 | 000000110209 | 2026-12-09 | 1501001125 | FILTER, 12 X 24 X 2, PLEATED MDL 40 HI-CAP MERV 10 (12X24X2) | 1501001125 - FILTER, 12 X 24 X 2, PLEATED MDL 40 HI-CAP MERV 10 (12X24X2) |  |  |  | 1 |  | 0 | 0 | December | 2026
FCU-Q-1-Z2 | 001 | 000000110252 | 2026-12-09 | 1501001133 | FILTER, 20 X 20 X 1, PLEATED MDL 40 STANDARD MERV 10 (20X20X1) | 1501001133 - FILTER, 20 X 20 X 1, PLEATED MDL 40 STANDARD MERV 10 (20X20X1) |  |  |  | 2 |  | 0 | 0 | December | 2026
FCU-Q-1-Z2 | 001 | 000000110255 | 2026-12-09 | 1501001142 | FILTER, 16 X 16 X 1, PLEATED MDL 40 HI-CAP MERV 10 (16X16X1) | 1501001142 - FILTER, 16 X 16 X 1, PLEATED MDL 40 HI-CAP MERV 10 (16X16X1) |  |  |  | 2 |  | 0 | 0 | December | 2026
FCU-Q-1-Z2 | 001 | 000000110298 | 2026-12-09 | 1501001534 | FILTER, 12 X 24 X 1, PLEATED MDL 40 HI-CAP MERV 10 (12X24X1) | 1501001534 - FILTER, 12 X 24 X 1, PLEATED MDL 40 HI-CAP MERV 10 (12X24X1) |  |  |  | 1 |  | 3.0238 | 3.0238 | December | 2026
FCU-Q-1-Z2 | 001 | 000000110306 | 2026-12-09 | 1501001125 | FILTER, 12 X 24 X 2, PLEATED MDL 40 HI-CAP MERV 10 (12X24X2) | 1501001125 - FILTER, 12 X 24 X 2, PLEATED MDL 40 HI-CAP MERV 10 (12X24X2) |  |  |  | 2 |  | 0 | 0 | December | 2026
FCU-Q-1-Z2 | 001 | 000000110380 | 2026-12-09 | 1501001142 | FILTER, 16 X 16 X 1, PLEATED MDL 40 HI-CAP MERV 10 (16X16X1) | 1501001142 - FILTER, 16 X 16 X 1, PLEATED MDL 40 HI-CAP MERV 10 (16X16X1) |  |  |  | 2 |  | 0 | 0 | December | 2026
FCU-Q-1-Z2 | 001 | 000000110411 | 2026-12-09 | 1501001094 | FILTER, 20 X 24 X 2, PLEATED MDL 40 HI-CAP MERV 10 (20X24X2, 24X20X2, 24 X 20 X 2)) | 1501001094 - FILTER, 20 X 24 X 2, PLEATED MDL 40 HI-CAP MERV 10 (20X24X2, 24X20X2, 24 X 20 X 2)) |  |  |  | 2 |  | 0 | 0 | December | 2026
FCU-Q-1-Z2 | 001 | 000000110416 | 2026-12-09 | 1501001094 | FILTER, 20 X 24 X 2, PLEATED MDL 40 HI-CAP MERV 10 (20X24X2, 24X20X2, 24 X 20 X 2)) | 1501001094 - FILTER, 20 X 24 X 2, PLEATED MDL 40 HI-CAP MERV 10 (20X24X2, 24X20X2, 24 X 20 X 2)) |  |  |  | 2 |  | 0 | 0 | December | 2026
FCU-Q-1-Z2 | 001 | 000000110423 | 2026-12-09 | 1501001121 | FILTER, 20 X 20 X 2, PLEATED MDL 40 STANDARD MERV 10 (20X20X2) | 1501001121 - FILTER, 20 X 20 X 2, PLEATED MDL 40 STANDARD MERV 10 (20X20X2) |  |  |  | 2 |  | 0 | 0 | December | 2026
FCU-Q-1-Z2 | 001 | 000000110432 | 2026-12-09 | 1501001121 | FILTER, 20 X 20 X 2, PLEATED MDL 40 STANDARD MERV 10 (20X20X2) | 1501001121 - FILTER, 20 X 20 X 2, PLEATED MDL 40 STANDARD MERV 10 (20X20X2) |  |  |  | 2 |  | 0 | 0 | December | 2026
FCU-Q-1-Z2 | 001 | 000000110437 | 2026-12-09 | 1501001121 | FILTER, 20 X 20 X 2, PLEATED MDL 40 STANDARD MERV 10 (20X20X2) | 1501001121 - FILTER, 20 X 20 X 2, PLEATED MDL 40 STANDARD MERV 10 (20X20X2) |  |  |  | 2 |  | 0 | 0 | December | 2026
FCU-Q-1-Z2 | 001 | 000000110499 | 2026-12-09 | 1501001121 | FILTER, 20 X 20 X 2, PLEATED MDL 40 STANDARD MERV 10 (20X20X2) | 1501001121 - FILTER, 20 X 20 X 2, PLEATED MDL 40 STANDARD MERV 10 (20X20X2) |  |  |  | 1 |  | 0 | 0 | December | 2026
FCU-Q-1-Z2 | 001 | 000000110516 | 2026-12-09 | 1501001142 | FILTER, 16 X 16 X 1, PLEATED MDL 40 HI-CAP MERV 10 (16X16X1) | 1501001142 - FILTER, 16 X 16 X 1, PLEATED MDL 40 HI-CAP MERV 10 (16X16X1) |  |  |  | 2 |  | 0 | 0 | December | 2026
FCU-Q-1-Z2 | 001 | 000000110609 | 2026-12-09 | 1501001553 | FILTER, 16 X 30 X 2, PLEATED MDL 40 HI-CAP MERV 10 (16X30X2) | 1501001553 - FILTER, 16 X 30 X 2, PLEATED MDL 40 HI-CAP MERV 10 (16X30X2) |  |  |  | 1 |  | 11.9448 | 11.9448 | December | 2026
FCU-Q-1-Z2 | 001 | 000000110652 | 2026-12-09 | 1501001910 | FILTER, 20 X 25 X 2, PLEATED MDL 40 HI-CAP MERV 10 (20X25X2) | 1501001910 - FILTER, 20 X 25 X 2, PLEATED MDL 40 HI-CAP MERV 10 (20X25X2) |  |  |  | 1 |  | 0 | 0 | December | 2026
FCU-Q-1-Z2 | 001 | 000000110671 | 2026-12-09 | 1501001553 | FILTER, 16 X 30 X 2, PLEATED MDL 40 HI-CAP MERV 10 (16X30X2) | 1501001553 - FILTER, 16 X 30 X 2, PLEATED MDL 40 HI-CAP MERV 10 (16X30X2) |  |  |  | 1 |  | 11.9448 | 11.9448 | December | 2026
FCU-Q-1-Z2 | 001 | 000000110037 | 2026-12-09 | 1501001910 | FILTER, 20 X 25 X 2, PLEATED MDL 40 HI-CAP MERV 10 (20X25X2) | 1501001910 - FILTER, 20 X 25 X 2, PLEATED MDL 40 HI-CAP MERV 10 (20X25X2) |  |  |  | 1 |  | 0 | 0 | December | 2026
FCU-Q-1-Z2 | 001 | 000000110499 | 2026-12-09 | 1501001910 | FILTER, 20 X 25 X 2, PLEATED MDL 40 HI-CAP MERV 10 (20X25X2) | 1501001910 - FILTER, 20 X 25 X 2, PLEATED MDL 40 HI-CAP MERV 10 (20X25X2) |  |  |  | 1 |  | 0 | 0 | December | 2026
FCU-Q-LAB | 001 | 000000110051 | 2026-12-09 | 1501001094 | FILTER, 20 X 24 X 2, PLEATED MDL 40 HI-CAP MERV 10 (20X24X2, 24X20X2, 24 X 20 X 2)) | 1501001094 - FILTER, 20 X 24 X 2, PLEATED MDL 40 HI-CAP MERV 10 (20X24X2, 24X20X2, 24 X 20 X 2)) |  |  |  | 2 |  | 0 | 0 | December | 2026
FCU-Q-LAB | 001 | 000000110052 | 2026-12-09 | 1501001125 | FILTER, 12 X 24 X 2, PLEATED MDL 40 HI-CAP MERV 10 (12X24X2) | 1501001125 - FILTER, 12 X 24 X 2, PLEATED MDL 40 HI-CAP MERV 10 (12X24X2) |  |  |  | 1 |  | 0 | 0 | December | 2026
0048 EF S-1 | 001 | 000090002118 | 2026-12-09 00:06 | 1501001305 | BELT, #4L440 | 1501001305 - BELT, #4L440 |  |  |  | 2 |  | 0 | 0 | December | 2026
0048 EF S-1 | 001 | 000090002119 | 2026-12-09 00:06 | 1501001369 | BELT, #AX-70, AX70 (COG TYPE) | 1501001369 - BELT, #AX-70, AX70 (COG TYPE) |  |  |  | 2 |  | 0 | 0 | December | 2026
B8129 AHU S-10 | 001 | 000090002998 | 2026-12-09 00:23 | 1501001927 | FILTER, **SPECIAL USE FILTER - BENNETT BUILDING** 19-7/8 X 21-1/2 X 7/8, PLEATED MDL 40 HI-CAP MERV 10 (19-7/8X21-1/2X7/8) | 1501001927 - FILTER, **SPECIAL USE FILTER - BENNETT BUILDING** 19-7/8 X 21-1/2 X 7/8, PLEATED MDL 40 HI-CAP MERV 10 (19-7/8X21-1/2X7/8) |  |  |  | 1 |  | 10.78 | 10.78 | December | 2026
B8129 AHU S-5 | 001 | 000090003406 | 2026-12-09 00:23 | 1501001135 | FILTER, 20 X 21 X 1, PLEATED MDL 40 HI-CAP MERV 10 (20X21X1) | 1501001135 - FILTER, 20 X 21 X 1, PLEATED MDL 40 HI-CAP MERV 10 (20X21X1) |  |  |  | 1 |  | 5.69 | 5.69 | December | 2026
B0029 AHU-4 Q | 001 | 000000020027 | 2026-12-10 00:12 | 1501001175 | FILTER, MERV 13, 16 X 25 X 4, PLEATED MDL 40 HI-CAP (16X25X4) | 1501001175 - FILTER, MERV 13, 16 X 25 X 4, PLEATED MDL 40 HI-CAP (16X25X4) |  |  |  | 1 |  | 0 | 0 | December | 2026
B0029 AHU-4 Q | 001 | 000000020027 | 2026-12-10 00:12 | 1501001207 | FILTER, MERV 13, 16 X 20 X 4, PLEATED MDL 40 HI-CAP (16X20X4) | 1501001207 - FILTER, MERV 13, 16 X 20 X 4, PLEATED MDL 40 HI-CAP (16X20X4) |  |  |  | 4 |  | 0 | 0 | December | 2026
B0029 AHU-4 Q | 001 | 000000020027 | 2026-12-10 00:12 | 1501001176 | FILTER, MERV 13, 20 X 20 X 4, PLEATED MDL 40 HI-CAP (20X20X4) | 1501001176 - FILTER, MERV 13, 20 X 20 X 4, PLEATED MDL 40 HI-CAP (20X20X4) |  |  |  | 8 |  | 20.58 | 164.64 | December | 2026
B0029 AHU-4 Q | 001 | 000000020027 | 2026-12-10 00:12 | 1501001179 | FILTER, MERV 13, 20 X 25 X 4, PLEATED MDL 40 HI-CAP (20X25X4) | 1501001179 - FILTER, MERV 13, 20 X 25 X 4, PLEATED MDL 40 HI-CAP (20X25X4) |  |  |  | 2 |  | 0 | 0 | December | 2026
AHU A-1 T10 | 001 | 000008092148 | 2026-12-11 00:10 | 1501001133 | FILTER, 20 X 20 X 1, PLEATED MDL 40 STANDARD MERV 10 (20X20X1) | 1501001133 - FILTER, 20 X 20 X 1, PLEATED MDL 40 STANDARD MERV 10 (20X20X1) |  |  |  | 1 |  | 0 | 0 | December | 2026
AHU A-1 T10 | 001 | 000008092149 | 2026-12-11 00:10 | 1501001133 | FILTER, 20 X 20 X 1, PLEATED MDL 40 STANDARD MERV 10 (20X20X1) | 1501001133 - FILTER, 20 X 20 X 1, PLEATED MDL 40 STANDARD MERV 10 (20X20X1) |  |  |  | 1 |  | 0 | 0 | December | 2026
B0044 AHU1 A | 001 | 000008092150 | 2026-12-11 00:13 | 1501001133 | FILTER, 20 X 20 X 1, PLEATED MDL 40 STANDARD MERV 10 (20X20X1) | 1501001133 - FILTER, 20 X 20 X 1, PLEATED MDL 40 STANDARD MERV 10 (20X20X1) |  |  |  | 1 |  | 0 | 0 | December | 2026
B0044 DAHU1A A | 001 | 000000030005 | 2026-12-11 00:13 | 1501001133 | FILTER, 20 X 20 X 1, PLEATED MDL 40 STANDARD MERV 10 (20X20X1) | 1501001133 - FILTER, 20 X 20 X 1, PLEATED MDL 40 STANDARD MERV 10 (20X20X1) |  |  |  | 1 |  | 0 | 0 | December | 2026
ERU SANL CHKMT2 | 001 | 000000111022 | 2026-12-14 | 1501001167 | FILTER, 12 X 20 X 2, PLEATED MDL 40 HI-CAP MERV 10 (12X20X2) | 1501001167 - FILTER, 12 X 20 X 2, PLEATED MDL 40 HI-CAP MERV 10 (12X20X2) |  |  |  | 2 |  | 3.92 | 7.84 | December | 2026
ERU SANL CHKMT2 | 001 | 000000111022 | 2026-12-14 | 1501001910 | FILTER, 20 X 25 X 2, PLEATED MDL 40 HI-CAP MERV 10 (20X25X2) | 1501001910 - FILTER, 20 X 25 X 2, PLEATED MDL 40 HI-CAP MERV 10 (20X25X2) |  |  |  | 4 |  | 0 | 0 | December | 2026
B0008 AHU 03M | 001 | 000800000001 | 2026-12-14 00:11 | 1501001139 | FILTER, 16 X 20 X 1, PLEATED MDL 40 HI-CAP MERV 10 (16X20X1) (ACTUAL SIZE: 15-1/2"X19-1/2"X3/4") | 1501001139 - FILTER, 16 X 20 X 1, PLEATED MDL 40 HI-CAP MERV 10 (16X20X1) (ACTUAL SIZE: 15-1/2"X19-1/2"X3/4") |  |  |  | 14 |  | 0 | 0 | December | 2026
B0008 AHU 03M | 001 | 000800000002 | 2026-12-14 00:11 | 1501001139 | FILTER, 16 X 20 X 1, PLEATED MDL 40 HI-CAP MERV 10 (16X20X1) (ACTUAL SIZE: 15-1/2"X19-1/2"X3/4") | 1501001139 - FILTER, 16 X 20 X 1, PLEATED MDL 40 HI-CAP MERV 10 (16X20X1) (ACTUAL SIZE: 15-1/2"X19-1/2"X3/4") |  |  |  | 13 |  | 0 | 0 | December | 2026
B0009 AHU 03M | 001 | 000900000001 | 2026-12-14 00:11 | 1501001139 | FILTER, 16 X 20 X 1, PLEATED MDL 40 HI-CAP MERV 10 (16X20X1) (ACTUAL SIZE: 15-1/2"X19-1/2"X3/4") | 1501001139 - FILTER, 16 X 20 X 1, PLEATED MDL 40 HI-CAP MERV 10 (16X20X1) (ACTUAL SIZE: 15-1/2"X19-1/2"X3/4") |  |  |  | 13 |  | 0 | 0 | December | 2026
B0009 AHU 03M | 001 | 000900000002 | 2026-12-14 00:11 | 1501001139 | FILTER, 16 X 20 X 1, PLEATED MDL 40 HI-CAP MERV 10 (16X20X1) (ACTUAL SIZE: 15-1/2"X19-1/2"X3/4") | 1501001139 - FILTER, 16 X 20 X 1, PLEATED MDL 40 HI-CAP MERV 10 (16X20X1) (ACTUAL SIZE: 15-1/2"X19-1/2"X3/4") |  |  |  | 13 |  | 0 | 0 | December | 2026
B0009 AHU 03M | 001 | 000900000001 | 2026-12-14 00:11 | 1501001534 | FILTER, 12 X 24 X 1, PLEATED MDL 40 HI-CAP MERV 10 (12X24X1) | 1501001534 - FILTER, 12 X 24 X 1, PLEATED MDL 40 HI-CAP MERV 10 (12X24X1) |  |  |  | 1 |  | 3.0238 | 3.0238 | December | 2026
B0009 AHU 03M | 001 | 000900000002 | 2026-12-14 00:11 | 1501001534 | FILTER, 12 X 24 X 1, PLEATED MDL 40 HI-CAP MERV 10 (12X24X1) | 1501001534 - FILTER, 12 X 24 X 1, PLEATED MDL 40 HI-CAP MERV 10 (12X24X1) |  |  |  | 2 |  | 3.0238 | 6.0476 | December | 2026
B0010 AHU 03M | 001 | 001000000001 | 2026-12-14 00:11 | 1501001139 | FILTER, 16 X 20 X 1, PLEATED MDL 40 HI-CAP MERV 10 (16X20X1) (ACTUAL SIZE: 15-1/2"X19-1/2"X3/4") | 1501001139 - FILTER, 16 X 20 X 1, PLEATED MDL 40 HI-CAP MERV 10 (16X20X1) (ACTUAL SIZE: 15-1/2"X19-1/2"X3/4") |  |  |  | 13 |  | 0 | 0 | December | 2026
B0010 AHU 03M | 001 | 001000000001 | 2026-12-14 00:11 | 1501001932 | FILTER, 9 X 30 X 1, PLEATED MDL 40 HI-CAP MERV 10 (9X30X1) | 1501001932 - FILTER, 9 X 30 X 1, PLEATED MDL 40 HI-CAP MERV 10 (9X30X1) |  |  |  | 1 |  | 0 | 0 | December | 2026
B0010 AHU 03M | 001 | 001000000002 | 2026-12-14 00:11 | 1501001139 | FILTER, 16 X 20 X 1, PLEATED MDL 40 HI-CAP MERV 10 (16X20X1) (ACTUAL SIZE: 15-1/2"X19-1/2"X3/4") | 1501001139 - FILTER, 16 X 20 X 1, PLEATED MDL 40 HI-CAP MERV 10 (16X20X1) (ACTUAL SIZE: 15-1/2"X19-1/2"X3/4") |  |  |  | 13 |  | 0 | 0 | December | 2026
B0010 AHU 03M | 001 | 001000000002 | 2026-12-14 00:11 | 1501001932 | FILTER, 9 X 30 X 1, PLEATED MDL 40 HI-CAP MERV 10 (9X30X1) | 1501001932 - FILTER, 9 X 30 X 1, PLEATED MDL 40 HI-CAP MERV 10 (9X30X1) |  |  |  | 1 |  | 0 | 0 | December | 2026
B0011 AHU 03M | 001 | 001100000001 | 2026-12-14 00:11 | 1501001139 | FILTER, 16 X 20 X 1, PLEATED MDL 40 HI-CAP MERV 10 (16X20X1) (ACTUAL SIZE: 15-1/2"X19-1/2"X3/4") | 1501001139 - FILTER, 16 X 20 X 1, PLEATED MDL 40 HI-CAP MERV 10 (16X20X1) (ACTUAL SIZE: 15-1/2"X19-1/2"X3/4") |  |  |  | 13 |  | 0 | 0 | December | 2026
B0011 AHU 03M | 001 | 001100000002 | 2026-12-14 00:11 | 1501001139 | FILTER, 16 X 20 X 1, PLEATED MDL 40 HI-CAP MERV 10 (16X20X1) (ACTUAL SIZE: 15-1/2"X19-1/2"X3/4") | 1501001139 - FILTER, 16 X 20 X 1, PLEATED MDL 40 HI-CAP MERV 10 (16X20X1) (ACTUAL SIZE: 15-1/2"X19-1/2"X3/4") |  |  |  | 13 |  | 0 | 0 | December | 2026
B0011 AHU 03M | 001 | 001100000002 | 2026-12-14 00:11 | 1501001534 | FILTER, 12 X 24 X 1, PLEATED MDL 40 HI-CAP MERV 10 (12X24X1) | 1501001534 - FILTER, 12 X 24 X 1, PLEATED MDL 40 HI-CAP MERV 10 (12X24X1) |  |  |  | 2 |  | 3.0238 | 6.0476 | December | 2026
B0102-AHU-Q | 001 | 010200000001 | 2026-12-14 00:17 | 1501001143 | FILTER, 14 X 20 X 1, PLEATED MDL 40 HI-CAP MERV 10 (14X20X1) | 1501001143 - FILTER, 14 X 20 X 1, PLEATED MDL 40 HI-CAP MERV 10 (14X20X1) |  |  |  | 20 |  | 0 | 0 | December | 2026
B0102-AHU-Q | 001 | 010200000002 | 2026-12-14 00:17 | 1501001143 | FILTER, 14 X 20 X 1, PLEATED MDL 40 HI-CAP MERV 10 (14X20X1) | 1501001143 - FILTER, 14 X 20 X 1, PLEATED MDL 40 HI-CAP MERV 10 (14X20X1) |  |  |  | 27 |  | 0 | 0 | December | 2026
B0102-AHU-Q | 001 | 010200000001 | 2026-12-14 00:17 | 1501001550 | FILTER, 18 X 25 X 1, (18X25X1), PLEATED MDL 40 HI-CAP MERV 10 | 1501001550 - FILTER, 18 X 25 X 1, (18X25X1), PLEATED MDL 40 HI-CAP MERV 10 |  |  |  | 4 |  | 0 | 0 | December | 2026
B0102-AHU-Q | 001 | 010200000002 | 2026-12-14 00:17 | 1501001550 | FILTER, 18 X 25 X 1, (18X25X1), PLEATED MDL 40 HI-CAP MERV 10 | 1501001550 - FILTER, 18 X 25 X 1, (18X25X1), PLEATED MDL 40 HI-CAP MERV 10 |  |  |  | 4 |  | 0 | 0 | December | 2026
B0102-AHU-Q | 001 | 010200000001 | 2026-12-14 00:17 | 1501001147 | FILTER, 18 X 24 X 2, PLEATED MDL 40 HI-CAP MERV 10 (18X24X2) | 1501001147 - FILTER, 18 X 24 X 2, PLEATED MDL 40 HI-CAP MERV 10 (18X24X2) |  |  |  | 16 |  | 0 | 0 | December | 2026
B0102-AHU-Q | 001 | 010200000001 | 2026-12-14 00:17 | 1501001094 | FILTER, 20 X 24 X 2, PLEATED MDL 40 HI-CAP MERV 10 (20X24X2, 24X20X2, 24 X 20 X 2)) | 1501001094 - FILTER, 20 X 24 X 2, PLEATED MDL 40 HI-CAP MERV 10 (20X24X2, 24X20X2, 24 X 20 X 2)) |  |  |  | 4 |  | 0 | 0 | December | 2026
B0102-AHU-Q | 001 | 010200000003 | 2026-12-14 00:17 | 1501001143 | FILTER, 14 X 20 X 1, PLEATED MDL 40 HI-CAP MERV 10 (14X20X1) | 1501001143 - FILTER, 14 X 20 X 1, PLEATED MDL 40 HI-CAP MERV 10 (14X20X1) |  |  |  | 29 |  | 0 | 0 | December | 2026
B0102-AHU-Q | 001 | 010200000003 | 2026-12-14 00:17 | 1501001550 | FILTER, 18 X 25 X 1, (18X25X1), PLEATED MDL 40 HI-CAP MERV 10 | 1501001550 - FILTER, 18 X 25 X 1, (18X25X1), PLEATED MDL 40 HI-CAP MERV 10 |  |  |  | 4 |  | 0 | 0 | December | 2026
B0103-AHU-Q | 001 | 010300000001 | 2026-12-14 00:17 | 1501001103 | FILTER, 17.25 X 34 X 2, PLEATED MDL 40 HI-CAP MERV 10 (17 1/4 X 34 X 2, 17 1/4X34X2) | 1501001103 - FILTER, 17.25 X 34 X 2, PLEATED MDL 40 HI-CAP MERV 10 (17 1/4 X 34 X 2, 17 1/4X34X2) |  |  |  | 4 |  | 0 | 0 | December | 2026
B0103-AHU-Q | 001 | 010300000002 | 2026-12-14 00:17 | 1501001143 | FILTER, 14 X 20 X 1, PLEATED MDL 40 HI-CAP MERV 10 (14X20X1) | 1501001143 - FILTER, 14 X 20 X 1, PLEATED MDL 40 HI-CAP MERV 10 (14X20X1) |  |  |  | 33 |  | 0 | 0 | December | 2026
B0103-AHU-Q | 001 | 010300000003 | 2026-12-14 00:17 | 1501001143 | FILTER, 14 X 20 X 1, PLEATED MDL 40 HI-CAP MERV 10 (14X20X1) | 1501001143 - FILTER, 14 X 20 X 1, PLEATED MDL 40 HI-CAP MERV 10 (14X20X1) |  |  |  | 31 |  | 0 | 0 | December | 2026
B0103-AHU-Q | 001 | 010300000001 | 2026-12-14 00:17 | 1501001113 | FILTER, 18 X 20 X 1 PLEATED MDL 40 HI-CAP MERV 10 (18X20X1) | 1501001113 - FILTER, 18 X 20 X 1 PLEATED MDL 40 HI-CAP MERV 10 (18X20X1) |  |  |  | 4 |  | 4.4699 | 17.8796 | December | 2026
B0103-AHU-Q | 001 | 010300000002 | 2026-12-14 00:17 | 1501001550 | FILTER, 18 X 25 X 1, (18X25X1), PLEATED MDL 40 HI-CAP MERV 10 | 1501001550 - FILTER, 18 X 25 X 1, (18X25X1), PLEATED MDL 40 HI-CAP MERV 10 |  |  |  | 3 |  | 0 | 0 | December | 2026
B0103-AHU-Q | 001 | 010300000003 | 2026-12-14 00:17 | 1501001550 | FILTER, 18 X 25 X 1, (18X25X1), PLEATED MDL 40 HI-CAP MERV 10 | 1501001550 - FILTER, 18 X 25 X 1, (18X25X1), PLEATED MDL 40 HI-CAP MERV 10 |  |  |  | 3 |  | 0 | 0 | December | 2026
B0103-AHU-Q | 001 | 010300000001 | 2026-12-14 00:17 | 1501001143 | FILTER, 14 X 20 X 1, PLEATED MDL 40 HI-CAP MERV 10 (14X20X1) | 1501001143 - FILTER, 14 X 20 X 1, PLEATED MDL 40 HI-CAP MERV 10 (14X20X1) |  |  |  | 29 |  | 0 | 0 | December | 2026
B0103-AHU-Q | 001 | 010300000001 | 2026-12-14 00:17 | 1501001481 | FILTER, 15 X 30 X 2, PLEATED MDL 40 HI-CAP MERV 10 (15X30X2) | 1501001481 - FILTER, 15 X 30 X 2, PLEATED MDL 40 HI-CAP MERV 10 (15X30X2) |  |  |  | 5 |  | 0 | 0 | December | 2026
B0152 AHU-1 M1 | 001 | 000000127000 | 2026-12-14 00:19 | 1501002247 | FILTER, 30/30, DUAL 9, HIGH-CAPACITY, MERV 9, 24X24X4 | 1501002247 - FILTER, 30/30, DUAL 9, HIGH-CAPACITY, MERV 9, 24X24X4 |  |  |  | 12 |  | 0 | 0 | December | 2026
B0152 AHU-1 M1 | 001 | 000000127000 | 2026-12-14 00:19 | 1501003007 | FILTER, 20 X 24 X 4, PLEATED MDL 40 HI-CAP MERV 10 (20X24X4) | 1501003007 - FILTER, 20 X 24 X 4, PLEATED MDL 40 HI-CAP MERV 10 (20X24X4) |  |  |  | 4 |  | 0 | 0 | December | 2026
B8129 AHU S-1 | 001 | 000090002990 | 2026-12-14 00:23 | 1501001275 | FILTER, 16.5 X 21.5 X 1, PLEATED MDL 40 STANDARD MERV 10 (16 1/2 X 21 1/2 X 1, 16 1/2X21 1/2X1) | 1501001275 - FILTER, 16.5 X 21.5 X 1, PLEATED MDL 40 STANDARD MERV 10 (16 1/2 X 21 1/2 X 1, 16 1/2X21 1/2X1) |  |  |  | 1 |  | 0 | 0 | December | 2026
B8129 AHU S-8 | 001 | 000090002978 | 2026-12-14 00:23 | 1501001928 | FILTER, 20 X 22 X 1, PLEATED MDL 40 HI-CAP MERV 10 (20X22X1) | 1501001928 - FILTER, 20 X 22 X 1, PLEATED MDL 40 HI-CAP MERV 10 (20X22X1) |  |  |  | 1 |  | 1 | 1 | December | 2026
B8129 AHU S-9 | 001 | 000090002980 | 2026-12-14 00:23 | 1501001928 | FILTER, 20 X 22 X 1, PLEATED MDL 40 HI-CAP MERV 10 (20X22X1) | 1501001928 - FILTER, 20 X 22 X 1, PLEATED MDL 40 HI-CAP MERV 10 (20X22X1) |  |  |  | 1 |  | 1 | 1 | December | 2026
FCU 4M SERV T10 | 001 | 000008092134 | 2026-12-15 | 1501002231 | FILTER, 30/30, DUAL 9, HIGH-CAPACITY, MERV 9, 12X24X2 | 1501002231 - FILTER, 30/30, DUAL 9, HIGH-CAPACITY, MERV 9, 12X24X2 |  |  |  | 1 |  | 0 | 0 | December | 2026
B0092 DAHU1 Q | 001 | 000007091372 | 2026-12-15 00:16 | 1501002234 | FILTER, 30/30, DUAL 9, HIGH-CAPACITY, MERV 9, 24X24X2 | 1501002234 - FILTER, 30/30, DUAL 9, HIGH-CAPACITY, MERV 9, 24X24X2 |  |  |  | 4 |  | 0 | 0 | December | 2026
B0092 OAHU-1 Q | 001 | 000007091370 | 2026-12-15 00:16 | 1501002237 | FILTER, 30/30, DUAL 9, HIGH-CAPACITY, MERV 9, 20X25X2 | 1501002237 - FILTER, 30/30, DUAL 9, HIGH-CAPACITY, MERV 9, 20X25X2 |  |  |  | 10 |  | 16.46 | 164.6 | December | 2026
AHU-Q-1-STRNZ8 | 001 | 010800000001 | 2026-12-16 | 1501001481 | FILTER, 15 X 30 X 2, PLEATED MDL 40 HI-CAP MERV 10 (15X30X2) | 1501001481 - FILTER, 15 X 30 X 2, PLEATED MDL 40 HI-CAP MERV 10 (15X30X2) |  |  |  | 4 |  | 0 | 0 | December | 2026
AHU-Q-1-STRNZ8 | 001 | 010800000002 | 2026-12-16 | 1501001143 | FILTER, 14 X 20 X 1, PLEATED MDL 40 HI-CAP MERV 10 (14X20X1) | 1501001143 - FILTER, 14 X 20 X 1, PLEATED MDL 40 HI-CAP MERV 10 (14X20X1) |  |  |  | 27 |  | 0 | 0 | December | 2026
AHU-Q-1-STRNZ8 | 001 | 010300000003 | 2026-12-16 | 1501001143 | FILTER, 14 X 20 X 1, PLEATED MDL 40 HI-CAP MERV 10 (14X20X1) | 1501001143 - FILTER, 14 X 20 X 1, PLEATED MDL 40 HI-CAP MERV 10 (14X20X1) |  |  |  | 31 |  | 0 | 0 | December | 2026
AHU-Q-1-STRNZ8 | 001 | 010800000001 | 2026-12-16 | 1501001113 | FILTER, 18 X 20 X 1 PLEATED MDL 40 HI-CAP MERV 10 (18X20X1) | 1501001113 - FILTER, 18 X 20 X 1 PLEATED MDL 40 HI-CAP MERV 10 (18X20X1) |  |  |  | 2 |  | 4.4699 | 8.9398 | December | 2026
AHU-Q-1-STRNZ8 | 001 | 010800000002 | 2026-12-16 | 1501001113 | FILTER, 18 X 20 X 1 PLEATED MDL 40 HI-CAP MERV 10 (18X20X1) | 1501001113 - FILTER, 18 X 20 X 1 PLEATED MDL 40 HI-CAP MERV 10 (18X20X1) |  |  |  | 4 |  | 4.4699 | 17.8796 | December | 2026
AHU-Q-1-STRNZ8 | 001 | 010800000003 | 2026-12-16 | 1501001143 | FILTER, 14 X 20 X 1, PLEATED MDL 40 HI-CAP MERV 10 (14X20X1) | 1501001143 - FILTER, 14 X 20 X 1, PLEATED MDL 40 HI-CAP MERV 10 (14X20X1) |  |  |  | 25 |  | 0 | 0 | December | 2026
AHU-Q-1-STRNZ8 | 001 | 010300000003 | 2026-12-16 | 1501001550 | FILTER, 18 X 25 X 1, (18X25X1), PLEATED MDL 40 HI-CAP MERV 10 | 1501001550 - FILTER, 18 X 25 X 1, (18X25X1), PLEATED MDL 40 HI-CAP MERV 10 |  |  |  | 3 |  | 0 | 0 | December | 2026
AHU-Q-1-STRNZ8 | 001 | 010800000001 | 2026-12-16 | 1501001143 | FILTER, 14 X 20 X 1, PLEATED MDL 40 HI-CAP MERV 10 (14X20X1) | 1501001143 - FILTER, 14 X 20 X 1, PLEATED MDL 40 HI-CAP MERV 10 (14X20X1) |  |  |  | 22 |  | 0 | 0 | December | 2026
AHU-Q-1-STRNZ8 | 001 | 010800000003 | 2026-12-16 | 1501001550 | FILTER, 18 X 25 X 1, (18X25X1), PLEATED MDL 40 HI-CAP MERV 10 | 1501001550 - FILTER, 18 X 25 X 1, (18X25X1), PLEATED MDL 40 HI-CAP MERV 10 |  |  |  | 3 |  | 0 | 0 | December | 2026
AHU-Q-1-STRNZ8 | 001 | 010800000001 | 2026-12-16 | 1501001103 | FILTER, 17.25 X 34 X 2, PLEATED MDL 40 HI-CAP MERV 10 (17 1/4 X 34 X 2, 17 1/4X34X2) | 1501001103 - FILTER, 17.25 X 34 X 2, PLEATED MDL 40 HI-CAP MERV 10 (17 1/4 X 34 X 2, 17 1/4X34X2) |  |  |  | 4 |  | 0 | 0 | December | 2026
AHU-Q-1-STRNZ8 | 001 | 010800000001 | 2026-12-16 | 1501001491 | FILTER, 20 X 34 X 1, PLEATED MDL 40 HI-CAP MERV 10 (20X34X1) | 1501001491 - FILTER, 20 X 34 X 1, PLEATED MDL 40 HI-CAP MERV 10 (20X34X1) |  |  |  | 2 |  | 9.6107 | 19.2214 | December | 2026
B0154 AHU-2 M1 | 001 | 000000129067 | 2026-12-16 | 1501002236 | FILTER, 30/30, DUAL 9, HIGH-CAPACITY, MERV 9, 16X25X2 | 1501002236 - FILTER, 30/30, DUAL 9, HIGH-CAPACITY, MERV 9, 16X25X2 |  |  |  | 8 |  | 0 | 0 | December | 2026
B8154 DAHU-1 Q | 001 | 000090010184 | 2026-12-16 00:24 | 1501001123 | FILTER, 16 X 20 X 2, PLEATED MDL 40 HI-CAP MERV 10 (16X20X2) | 1501001123 - FILTER, 16 X 20 X 2, PLEATED MDL 40 HI-CAP MERV 10 (16X20X2) |  |  |  | 4 |  | 0 | 0 | December | 2026
B8154 DAHU-1 Q | 001 | 000090010184 | 2026-12-16 00:24 | 1501001124 | FILTER, 16 X 24 X 2, PLEATED MDL 40 HI-CAP MERV 10 (16X24X2) | 1501001124 - FILTER, 16 X 24 X 2, PLEATED MDL 40 HI-CAP MERV 10 (16X24X2) |  |  |  | 4 |  | 3.579 | 14.316 | December | 2026
B8154 DAHU-2 Q | 001 | 000090010185 | 2026-12-16 00:24 | 1501001124 | FILTER, 16 X 24 X 2, PLEATED MDL 40 HI-CAP MERV 10 (16X24X2) | 1501001124 - FILTER, 16 X 24 X 2, PLEATED MDL 40 HI-CAP MERV 10 (16X24X2) |  |  |  | 4 |  | 3.579 | 14.316 | December | 2026
B8151 RTU-4 A | 001 | 000090002828 | 2026-12-17 | 1501002237 | FILTER, 30/30, DUAL 9, HIGH-CAPACITY, MERV 9, 20X25X2 | 1501002237 - FILTER, 30/30, DUAL 9, HIGH-CAPACITY, MERV 9, 20X25X2 |  |  |  | 2 |  | 16.46 | 32.92 | December | 2026
AHU-Q-1-HSNGZ8 | 001 | 010600000001 | 2026-12-18 | 1501001112 | FILTER, 18 X 24 X 1, PLEATED MDL 40 HI-CAP MERV 10 (18X24X1, 24X18X1, 24 X 18 X 1) | 1501001112 - FILTER, 18 X 24 X 1, PLEATED MDL 40 HI-CAP MERV 10 (18X24X1, 24X18X1, 24 X 18 X 1) |  |  |  | 13 |  | 0 | 0 | December | 2026
AHU-Q-1-HSNGZ8 | 001 | 010600000002 | 2026-12-18 | 1501001112 | FILTER, 18 X 24 X 1, PLEATED MDL 40 HI-CAP MERV 10 (18X24X1, 24X18X1, 24 X 18 X 1) | 1501001112 - FILTER, 18 X 24 X 1, PLEATED MDL 40 HI-CAP MERV 10 (18X24X1, 24X18X1, 24 X 18 X 1) |  |  |  | 13 |  | 0 | 0 | December | 2026
AHU-Q-1-HSNGZ8 | 001 | 010600000003 | 2026-12-18 | 1501001112 | FILTER, 18 X 24 X 1, PLEATED MDL 40 HI-CAP MERV 10 (18X24X1, 24X18X1, 24 X 18 X 1) | 1501001112 - FILTER, 18 X 24 X 1, PLEATED MDL 40 HI-CAP MERV 10 (18X24X1, 24X18X1, 24 X 18 X 1) |  |  |  | 13 |  | 0 | 0 | December | 2026
AHU-Q-1-HSNGZ8 | 001 | 010600000004 | 2026-12-18 | 1501001112 | FILTER, 18 X 24 X 1, PLEATED MDL 40 HI-CAP MERV 10 (18X24X1, 24X18X1, 24 X 18 X 1) | 1501001112 - FILTER, 18 X 24 X 1, PLEATED MDL 40 HI-CAP MERV 10 (18X24X1, 24X18X1, 24 X 18 X 1) |  |  |  | 7 |  | 0 | 0 | December | 2026
B0108-AHU-Q | 001 | 010800000001 | 2026-12-21 00:17 | 1501001481 | FILTER, 15 X 30 X 2, PLEATED MDL 40 HI-CAP MERV 10 (15X30X2) | 1501001481 - FILTER, 15 X 30 X 2, PLEATED MDL 40 HI-CAP MERV 10 (15X30X2) |  |  |  | 4 |  | 0 | 0 | December | 2026
B0108-AHU-Q | 001 | 010800000002 | 2026-12-21 00:17 | 1501001143 | FILTER, 14 X 20 X 1, PLEATED MDL 40 HI-CAP MERV 10 (14X20X1) | 1501001143 - FILTER, 14 X 20 X 1, PLEATED MDL 40 HI-CAP MERV 10 (14X20X1) |  |  |  | 27 |  | 0 | 0 | December | 2026
B0108-AHU-Q | 001 | 010800000003 | 2026-12-21 00:17 | 1501001143 | FILTER, 14 X 20 X 1, PLEATED MDL 40 HI-CAP MERV 10 (14X20X1) | 1501001143 - FILTER, 14 X 20 X 1, PLEATED MDL 40 HI-CAP MERV 10 (14X20X1) |  |  |  | 25 |  | 0 | 0 | December | 2026
B0108-AHU-Q | 001 | 010800000001 | 2026-12-21 00:17 | 1501001113 | FILTER, 18 X 20 X 1 PLEATED MDL 40 HI-CAP MERV 10 (18X20X1) | 1501001113 - FILTER, 18 X 20 X 1 PLEATED MDL 40 HI-CAP MERV 10 (18X20X1) |  |  |  | 2 |  | 4.4699 | 8.9398 | December | 2026
B0108-AHU-Q | 001 | 010800000002 | 2026-12-21 00:17 | 1501001113 | FILTER, 18 X 20 X 1 PLEATED MDL 40 HI-CAP MERV 10 (18X20X1) | 1501001113 - FILTER, 18 X 20 X 1 PLEATED MDL 40 HI-CAP MERV 10 (18X20X1) |  |  |  | 4 |  | 4.4699 | 17.8796 | December | 2026
B0108-AHU-Q | 001 | 010800000003 | 2026-12-21 00:17 | 1501001550 | FILTER, 18 X 25 X 1, (18X25X1), PLEATED MDL 40 HI-CAP MERV 10 | 1501001550 - FILTER, 18 X 25 X 1, (18X25X1), PLEATED MDL 40 HI-CAP MERV 10 |  |  |  | 3 |  | 0 | 0 | December | 2026
B0108-AHU-Q | 001 | 010800000001 | 2026-12-21 00:17 | 1501001143 | FILTER, 14 X 20 X 1, PLEATED MDL 40 HI-CAP MERV 10 (14X20X1) | 1501001143 - FILTER, 14 X 20 X 1, PLEATED MDL 40 HI-CAP MERV 10 (14X20X1) |  |  |  | 22 |  | 0 | 0 | December | 2026
B0108-AHU-Q | 001 | 010800000001 | 2026-12-21 00:17 | 1501001103 | FILTER, 17.25 X 34 X 2, PLEATED MDL 40 HI-CAP MERV 10 (17 1/4 X 34 X 2, 17 1/4X34X2) | 1501001103 - FILTER, 17.25 X 34 X 2, PLEATED MDL 40 HI-CAP MERV 10 (17 1/4 X 34 X 2, 17 1/4X34X2) |  |  |  | 4 |  | 0 | 0 | December | 2026
B0108-AHU-Q | 001 | 010800000001 | 2026-12-21 00:17 | 1501001491 | FILTER, 20 X 34 X 1, PLEATED MDL 40 HI-CAP MERV 10 (20X34X1) | 1501001491 - FILTER, 20 X 34 X 1, PLEATED MDL 40 HI-CAP MERV 10 (20X34X1) |  |  |  | 2 |  | 9.6107 | 19.2214 | December | 2026
B0110-AHU-Q | 001 | 011000000001 | 2026-12-21 00:17 | 1501001481 | FILTER, 15 X 30 X 2, PLEATED MDL 40 HI-CAP MERV 10 (15X30X2) | 1501001481 - FILTER, 15 X 30 X 2, PLEATED MDL 40 HI-CAP MERV 10 (15X30X2) |  |  |  | 4 |  | 0 | 0 | December | 2026
B0110-AHU-Q | 001 | 011000000002 | 2026-12-21 00:17 | 1501001113 | FILTER, 18 X 20 X 1 PLEATED MDL 40 HI-CAP MERV 10 (18X20X1) | 1501001113 - FILTER, 18 X 20 X 1 PLEATED MDL 40 HI-CAP MERV 10 (18X20X1) |  |  |  | 3 |  | 4.4699 | 13.4097 | December | 2026
B0110-AHU-Q | 001 | 011000000003 | 2026-12-21 00:17 | 1501001143 | FILTER, 14 X 20 X 1, PLEATED MDL 40 HI-CAP MERV 10 (14X20X1) | 1501001143 - FILTER, 14 X 20 X 1, PLEATED MDL 40 HI-CAP MERV 10 (14X20X1) |  |  |  | 30 |  | 0 | 0 | December | 2026
B0110-AHU-Q | 001 | 011000000001 | 2026-12-21 00:17 | 1501001143 | FILTER, 14 X 20 X 1, PLEATED MDL 40 HI-CAP MERV 10 (14X20X1) | 1501001143 - FILTER, 14 X 20 X 1, PLEATED MDL 40 HI-CAP MERV 10 (14X20X1) |  |  |  | 28 |  | 0 | 0 | December | 2026
B0110-AHU-Q | 001 | 011000000002 | 2026-12-21 00:17 | 1501001143 | FILTER, 14 X 20 X 1, PLEATED MDL 40 HI-CAP MERV 10 (14X20X1) | 1501001143 - FILTER, 14 X 20 X 1, PLEATED MDL 40 HI-CAP MERV 10 (14X20X1) |  |  |  | 30 |  | 0 | 0 | December | 2026
B0110-AHU-Q | 001 | 011000000003 | 2026-12-21 00:17 | 1501001113 | FILTER, 18 X 20 X 1 PLEATED MDL 40 HI-CAP MERV 10 (18X20X1) | 1501001113 - FILTER, 18 X 20 X 1 PLEATED MDL 40 HI-CAP MERV 10 (18X20X1) |  |  |  | 2 |  | 4.4699 | 8.9398 | December | 2026
B0110-AHU-Q | 001 | 011000000001 | 2026-12-21 00:17 | 1501001103 | FILTER, 17.25 X 34 X 2, PLEATED MDL 40 HI-CAP MERV 10 (17 1/4 X 34 X 2, 17 1/4X34X2) | 1501001103 - FILTER, 17.25 X 34 X 2, PLEATED MDL 40 HI-CAP MERV 10 (17 1/4 X 34 X 2, 17 1/4X34X2) |  |  |  | 4 |  | 0 | 0 | December | 2026
B0110-AHU-Q | 001 | 011000000003 | 2026-12-21 00:17 | 1501001550 | FILTER, 18 X 25 X 1, (18X25X1), PLEATED MDL 40 HI-CAP MERV 10 | 1501001550 - FILTER, 18 X 25 X 1, (18X25X1), PLEATED MDL 40 HI-CAP MERV 10 |  |  |  | 1 |  | 0 | 0 | December | 2026
B0110-AHU-Q | 001 | 011000000001 | 2026-12-21 00:17 | 1501001113 | FILTER, 18 X 20 X 1 PLEATED MDL 40 HI-CAP MERV 10 (18X20X1) | 1501001113 - FILTER, 18 X 20 X 1 PLEATED MDL 40 HI-CAP MERV 10 (18X20X1) |  |  |  | 2 |  | 4.4699 | 8.9398 | December | 2026
B0110-AHU-Q | 001 | 011000000001 | 2026-12-21 00:17 | 1501001550 | FILTER, 18 X 25 X 1, (18X25X1), PLEATED MDL 40 HI-CAP MERV 10 | 1501001550 - FILTER, 18 X 25 X 1, (18X25X1), PLEATED MDL 40 HI-CAP MERV 10 |  |  |  | 2 |  | 0 | 0 | December | 2026
B0109-AHU-Q | 001 | 010900000001 | 2026-12-28 00:17 | 1501001491 | FILTER, 20 X 34 X 1, PLEATED MDL 40 HI-CAP MERV 10 (20X34X1) | 1501001491 - FILTER, 20 X 34 X 1, PLEATED MDL 40 HI-CAP MERV 10 (20X34X1) |  |  |  | 4 |  | 9.6107 | 38.4428 | December | 2026
B0109-AHU-Q | 001 | 010900000002 | 2026-12-28 00:17 | 1501001143 | FILTER, 14 X 20 X 1, PLEATED MDL 40 HI-CAP MERV 10 (14X20X1) | 1501001143 - FILTER, 14 X 20 X 1, PLEATED MDL 40 HI-CAP MERV 10 (14X20X1) |  |  |  | 29 |  | 0 | 0 | December | 2026
B0109-AHU-Q | 001 | 010900000003 | 2026-12-28 00:17 | 1501001143 | FILTER, 14 X 20 X 1, PLEATED MDL 40 HI-CAP MERV 10 (14X20X1) | 1501001143 - FILTER, 14 X 20 X 1, PLEATED MDL 40 HI-CAP MERV 10 (14X20X1) |  |  |  | 29 |  | 0 | 0 | December | 2026
B0109-AHU-Q | 001 | 010900000001 | 2026-12-28 00:17 | 1501001103 | FILTER, 17.25 X 34 X 2, PLEATED MDL 40 HI-CAP MERV 10 (17 1/4 X 34 X 2, 17 1/4X34X2) | 1501001103 - FILTER, 17.25 X 34 X 2, PLEATED MDL 40 HI-CAP MERV 10 (17 1/4 X 34 X 2, 17 1/4X34X2) |  |  |  | 4 |  | 0 | 0 | December | 2026
B0109-AHU-Q | 001 | 010900000002 | 2026-12-28 00:17 | 1501001113 | FILTER, 18 X 20 X 1 PLEATED MDL 40 HI-CAP MERV 10 (18X20X1) | 1501001113 - FILTER, 18 X 20 X 1 PLEATED MDL 40 HI-CAP MERV 10 (18X20X1) |  |  |  | 4 |  | 4.4699 | 17.8796 | December | 2026
B0109-AHU-Q | 001 | 010900000003 | 2026-12-28 00:17 | 1501001113 | FILTER, 18 X 20 X 1 PLEATED MDL 40 HI-CAP MERV 10 (18X20X1) | 1501001113 - FILTER, 18 X 20 X 1 PLEATED MDL 40 HI-CAP MERV 10 (18X20X1) |  |  |  | 4 |  | 4.4699 | 17.8796 | December | 2026
B0109-AHU-Q | 001 | 010900000001 | 2026-12-28 00:17 | 1501001113 | FILTER, 18 X 20 X 1 PLEATED MDL 40 HI-CAP MERV 10 (18X20X1) | 1501001113 - FILTER, 18 X 20 X 1 PLEATED MDL 40 HI-CAP MERV 10 (18X20X1) |  |  |  | 3 |  | 4.4699 | 13.4097 | December | 2026
B0109-AHU-Q | 001 | 010900000001 | 2026-12-28 00:17 | 1501001143 | FILTER, 14 X 20 X 1, PLEATED MDL 40 HI-CAP MERV 10 (14X20X1) | 1501001143 - FILTER, 14 X 20 X 1, PLEATED MDL 40 HI-CAP MERV 10 (14X20X1) |  |  |  | 20 |  | 0 | 0 | December | 2026
B0109-AHU-Q | 001 | 010900000001 | 2026-12-28 00:17 | 1501001133 | FILTER, 20 X 20 X 1, PLEATED MDL 40 STANDARD MERV 10 (20X20X1) | 1501001133 - FILTER, 20 X 20 X 1, PLEATED MDL 40 STANDARD MERV 10 (20X20X1) |  |  |  | 1 |  | 0 | 0 | December | 2026
B0109-AHU-Q | 001 | 010900000001 | 2026-12-28 00:17 | 1501001481 | FILTER, 15 X 30 X 2, PLEATED MDL 40 HI-CAP MERV 10 (15X30X2) | 1501001481 - FILTER, 15 X 30 X 2, PLEATED MDL 40 HI-CAP MERV 10 (15X30X2) |  |  |  | 4 |  | 0 | 0 | December | 2026
B0109-AHU-Q | 001 | 010900000001 | 2026-12-28 00:17 | 1501001550 | FILTER, 18 X 25 X 1, (18X25X1), PLEATED MDL 40 HI-CAP MERV 10 | 1501001550 - FILTER, 18 X 25 X 1, (18X25X1), PLEATED MDL 40 HI-CAP MERV 10 |  |  |  | 1 |  | 0 | 0 | December | 2026
B0085 FCU BM | 001 | 000000073088 | 2026-12-31 | 1501001119 | FILTER, 24 X 24 X 2, PLEATED MDL 40 HI-CAP MERV 10 (24X24X2) | 1501001119 - FILTER, 24 X 24 X 2, PLEATED MDL 40 HI-CAP MERV 10 (24X24X2) |  |  |  | 3 |  | 0 | 0 | December | 2026
B0085 FCU BM | 001 | 000000073088 | 2026-12-31 | 1501001125 | FILTER, 12 X 24 X 2, PLEATED MDL 40 HI-CAP MERV 10 (12X24X2) | 1501001125 - FILTER, 12 X 24 X 2, PLEATED MDL 40 HI-CAP MERV 10 (12X24X2) |  |  |  | 3 |  | 0 | 0 | December | 2026
B0350 DAHU1 Q | 001 | 000000160000 | 2027-01-01 | 1501001135 | FILTER, 20 X 21 X 1, PLEATED MDL 40 HI-CAP MERV 10 (20X21X1) | 1501001135 - FILTER, 20 X 21 X 1, PLEATED MDL 40 HI-CAP MERV 10 (20X21X1) |  |  |  | 1 |  | 5.69 | 5.69 | January | 2027
B0138 FLT M | 001 | 013801040000 | 2027-01-01 00:19 | 1501001133 | FILTER, 20 X 20 X 1, PLEATED MDL 40 STANDARD MERV 10 (20X20X1) | 1501001133 - FILTER, 20 X 20 X 1, PLEATED MDL 40 STANDARD MERV 10 (20X20X1) |  |  |  | 4 |  | 0 | 0 | January | 2027
FCU-4M-SERV T3 | 001 | 000000069135 | 2027-01-04 | 1501001115 | FILTER, 7 X 28 X 1 PLEATED MDL 40 HI-CAP MERV 10 (7X28X1) | 1501001115 - FILTER, 7 X 28 X 1 PLEATED MDL 40 HI-CAP MERV 10 (7X28X1) |  |  |  | 2 |  | 4.62 | 9.24 | January | 2027
FCU-4M-SERV T3 | 001 | 000000069046 | 2027-01-04 | 1501001114 | FILTER, 7 X 20 X 1, PLEATED MDL 40 HI-CAP MERV 10 (7X20X1) | 1501001114 - FILTER, 7 X 20 X 1, PLEATED MDL 40 HI-CAP MERV 10 (7X20X1) |  |  |  | 2 |  | 5.944 | 11.888 | January | 2027
AHU MT8 0.5HR | 001 | 011500000001 | 2027-01-04 00:10 | 1501001275 | FILTER, 16.5 X 21.5 X 1, PLEATED MDL 40 STANDARD MERV 10 (16 1/2 X 21 1/2 X 1, 16 1/2X21 1/2X1) | 1501001275 - FILTER, 16.5 X 21.5 X 1, PLEATED MDL 40 STANDARD MERV 10 (16 1/2 X 21 1/2 X 1, 16 1/2X21 1/2X1) |  |  |  | 1 |  | 0 | 0 | January | 2027
B0049 AHUHP1 A | 001 | 000000035011 | 2027-01-04 00:13 | 1501001133 | FILTER, 20 X 20 X 1, PLEATED MDL 40 STANDARD MERV 10 (20X20X1) | 1501001133 - FILTER, 20 X 20 X 1, PLEATED MDL 40 STANDARD MERV 10 (20X20X1) |  |  |  | 1 |  | 0 | 0 | January | 2027
B0049 AHUHP2 A | 001 | 000000035013 | 2027-01-04 00:13 | 1501001928 | FILTER, 20 X 22 X 1, PLEATED MDL 40 HI-CAP MERV 10 (20X22X1) | 1501001928 - FILTER, 20 X 22 X 1, PLEATED MDL 40 HI-CAP MERV 10 (20X22X1) |  |  |  | 1 |  | 1 | 1 | January | 2027
B0049 AHUHP3 A | 001 | 000000035015 | 2027-01-04 00:13 | 1501001133 | FILTER, 20 X 20 X 1, PLEATED MDL 40 STANDARD MERV 10 (20X20X1) | 1501001133 - FILTER, 20 X 20 X 1, PLEATED MDL 40 STANDARD MERV 10 (20X20X1) |  |  |  | 1 |  | 0 | 0 | January | 2027
B0049 AHUHP6 A | 001 | 000000035017 | 2027-01-04 00:13 | 1501001139 | FILTER, 16 X 20 X 1, PLEATED MDL 40 HI-CAP MERV 10 (16X20X1) (ACTUAL SIZE: 15-1/2"X19-1/2"X3/4") | 1501001139 - FILTER, 16 X 20 X 1, PLEATED MDL 40 HI-CAP MERV 10 (16X20X1) (ACTUAL SIZE: 15-1/2"X19-1/2"X3/4") |  |  |  | 1 |  | 0 | 0 | January | 2027
B0129 T1 F1 Q | 001 | 012900000001 | 2027-01-04 00:19 | 1501001129 | FILTER, 22 X 22 X 1, PLEATED MDL 40 HI-CAP MERV 10 (22X22X1) | 1501001129 - FILTER, 22 X 22 X 1, PLEATED MDL 40 HI-CAP MERV 10 (22X22X1) |  |  |  | 20 |  | 6.6198 | 132.396 | January | 2027
B0129 T1 F1 Q | 001 | 012900000001 | 2027-01-04 00:19 | 1501001133 | FILTER, 20 X 20 X 1, PLEATED MDL 40 STANDARD MERV 10 (20X20X1) | 1501001133 - FILTER, 20 X 20 X 1, PLEATED MDL 40 STANDARD MERV 10 (20X20X1) |  |  |  | 5 |  | 0 | 0 | January | 2027
B0129 T1 F1 Q | 001 | 012900000001 | 2027-01-04 00:19 | 1501001112 | FILTER, 18 X 24 X 1, PLEATED MDL 40 HI-CAP MERV 10 (18X24X1, 24X18X1, 24 X 18 X 1) | 1501001112 - FILTER, 18 X 24 X 1, PLEATED MDL 40 HI-CAP MERV 10 (18X24X1, 24X18X1, 24 X 18 X 1) |  |  |  | 2 |  | 0 | 0 | January | 2027
B0129 T1 F2 Q | 001 | 012900000002 | 2027-01-04 00:19 | 1501001129 | FILTER, 22 X 22 X 1, PLEATED MDL 40 HI-CAP MERV 10 (22X22X1) | 1501001129 - FILTER, 22 X 22 X 1, PLEATED MDL 40 HI-CAP MERV 10 (22X22X1) |  |  |  | 20 |  | 6.6198 | 132.396 | January | 2027
B0129 T1 F2 Q | 001 | 012900000002 | 2027-01-04 00:19 | 1501001133 | FILTER, 20 X 20 X 1, PLEATED MDL 40 STANDARD MERV 10 (20X20X1) | 1501001133 - FILTER, 20 X 20 X 1, PLEATED MDL 40 STANDARD MERV 10 (20X20X1) |  |  |  | 3 |  | 0 | 0 | January | 2027
B0016E DAHU6 Q | 001 | 000090003107 | 2027-01-05 | 1501002214 | FILTER, 21.5 X 23.5 X 1, PLEATED MDL 40 HI-CAP MERV 10 (21.5X23.5X1, 21 1/2 X 23 1/2 X 1, 21 1/2X23 1/2X1) | 1501002214 - FILTER, 21.5 X 23.5 X 1, PLEATED MDL 40 HI-CAP MERV 10 (21.5X23.5X1, 21 1/2 X 23 1/2 X 1, 21 1/2X23 1/2X1) |  |  |  | 1 |  | 4.45 | 4.45 | January | 2027
B0127 EF S-1 B | 001 | 000000115030 | 2027-01-05 | 1501001494 | BELT, #AX-20, AX20 (COG TYPE) | 1501001494 - BELT, #AX-20, AX20 (COG TYPE) |  |  |  | 1 |  | 0 | 0 | January | 2027
B0127 EF S-1 B | 001 | 000000115031 | 2027-01-05 | 1501001026 | BELT, #AX-24, AX24 (COG TYPE) | 1501001026 - BELT, #AX-24, AX24 (COG TYPE) |  |  |  | 1 |  | 0 | 0 | January | 2027
B0127 EF S-1 B | 001 | 000000115032 | 2027-01-05 | 1501001293 | BELT, #4L220 | 1501001293 - BELT, #4L220 |  |  |  | 1 |  | 1.8083 | 1.8083 | January | 2027
B0129 T1 F3 Q | 001 | 012900000003 | 2027-01-05 00:19 | 1501001129 | FILTER, 22 X 22 X 1, PLEATED MDL 40 HI-CAP MERV 10 (22X22X1) | 1501001129 - FILTER, 22 X 22 X 1, PLEATED MDL 40 HI-CAP MERV 10 (22X22X1) |  |  |  | 20 |  | 6.6198 | 132.396 | January | 2027
B0129 T1 F3 Q | 001 | 012900000003 | 2027-01-05 00:19 | 1501001133 | FILTER, 20 X 20 X 1, PLEATED MDL 40 STANDARD MERV 10 (20X20X1) | 1501001133 - FILTER, 20 X 20 X 1, PLEATED MDL 40 STANDARD MERV 10 (20X20X1) |  |  |  | 3 |  | 0 | 0 | January | 2027
B0129 T1 F4 Q | 001 | 012900000004 | 2027-01-05 00:19 | 1501001129 | FILTER, 22 X 22 X 1, PLEATED MDL 40 HI-CAP MERV 10 (22X22X1) | 1501001129 - FILTER, 22 X 22 X 1, PLEATED MDL 40 HI-CAP MERV 10 (22X22X1) |  |  |  | 20 |  | 6.6198 | 132.396 | January | 2027
B0129 T1 F4 Q | 001 | 012900000004 | 2027-01-05 00:19 | 1501001133 | FILTER, 20 X 20 X 1, PLEATED MDL 40 STANDARD MERV 10 (20X20X1) | 1501001133 - FILTER, 20 X 20 X 1, PLEATED MDL 40 STANDARD MERV 10 (20X20X1) |  |  |  | 3 |  | 0 | 0 | January | 2027
B8152 HVAC A MT | 001 | 000006094675 | 2027-01-05 00:23 | 1501001133 | FILTER, 20 X 20 X 1, PLEATED MDL 40 STANDARD MERV 10 (20X20X1) | 1501001133 - FILTER, 20 X 20 X 1, PLEATED MDL 40 STANDARD MERV 10 (20X20X1) |  |  |  | 1 |  | 0 | 0 | January | 2027
B8152 HVAC A MT | 001 | 000006094676 | 2027-01-05 00:23 | 1501001133 | FILTER, 20 X 20 X 1, PLEATED MDL 40 STANDARD MERV 10 (20X20X1) | 1501001133 - FILTER, 20 X 20 X 1, PLEATED MDL 40 STANDARD MERV 10 (20X20X1) |  |  |  | 1 |  | 0 | 0 | January | 2027
B8152 HVAC A MT | 001 | 000006094677 | 2027-01-05 00:23 | 1501001133 | FILTER, 20 X 20 X 1, PLEATED MDL 40 STANDARD MERV 10 (20X20X1) | 1501001133 - FILTER, 20 X 20 X 1, PLEATED MDL 40 STANDARD MERV 10 (20X20X1) |  |  |  | 1 |  | 0 | 0 | January | 2027
B8152 HVAC A MT | 001 | 000006094678 | 2027-01-05 00:23 | 1501001133 | FILTER, 20 X 20 X 1, PLEATED MDL 40 STANDARD MERV 10 (20X20X1) | 1501001133 - FILTER, 20 X 20 X 1, PLEATED MDL 40 STANDARD MERV 10 (20X20X1) |  |  |  | 1 |  | 0 | 0 | January | 2027
B8152 HVAC A MT | 001 | 000006094679 | 2027-01-05 00:23 | 1501001133 | FILTER, 20 X 20 X 1, PLEATED MDL 40 STANDARD MERV 10 (20X20X1) | 1501001133 - FILTER, 20 X 20 X 1, PLEATED MDL 40 STANDARD MERV 10 (20X20X1) |  |  |  | 1 |  | 0 | 0 | January | 2027
B8152 HVAC A MT | 001 | 000006094680 | 2027-01-05 00:23 | 1501001133 | FILTER, 20 X 20 X 1, PLEATED MDL 40 STANDARD MERV 10 (20X20X1) | 1501001133 - FILTER, 20 X 20 X 1, PLEATED MDL 40 STANDARD MERV 10 (20X20X1) |  |  |  | 1 |  | 0 | 0 | January | 2027
B8152 HVAC A MT | 001 | 000006094681 | 2027-01-05 00:23 | 1501001133 | FILTER, 20 X 20 X 1, PLEATED MDL 40 STANDARD MERV 10 (20X20X1) | 1501001133 - FILTER, 20 X 20 X 1, PLEATED MDL 40 STANDARD MERV 10 (20X20X1) |  |  |  | 1 |  | 0 | 0 | January | 2027
B8152 HVAC A MT | 001 | 000006094682 | 2027-01-05 00:23 | 1501001133 | FILTER, 20 X 20 X 1, PLEATED MDL 40 STANDARD MERV 10 (20X20X1) | 1501001133 - FILTER, 20 X 20 X 1, PLEATED MDL 40 STANDARD MERV 10 (20X20X1) |  |  |  | 1 |  | 0 | 0 | January | 2027
B8152 HVAC A MT | 001 | 000006094683 | 2027-01-05 00:23 | 1501001133 | FILTER, 20 X 20 X 1, PLEATED MDL 40 STANDARD MERV 10 (20X20X1) | 1501001133 - FILTER, 20 X 20 X 1, PLEATED MDL 40 STANDARD MERV 10 (20X20X1) |  |  |  | 1 |  | 0 | 0 | January | 2027
B8152 HVAC A MT | 001 | 000006094684 | 2027-01-05 00:23 | 1501001133 | FILTER, 20 X 20 X 1, PLEATED MDL 40 STANDARD MERV 10 (20X20X1) | 1501001133 - FILTER, 20 X 20 X 1, PLEATED MDL 40 STANDARD MERV 10 (20X20X1) |  |  |  | 1 |  | 0 | 0 | January | 2027
B8152 HVAC A MT | 001 | 000006094685 | 2027-01-05 00:23 | 1501001133 | FILTER, 20 X 20 X 1, PLEATED MDL 40 STANDARD MERV 10 (20X20X1) | 1501001133 - FILTER, 20 X 20 X 1, PLEATED MDL 40 STANDARD MERV 10 (20X20X1) |  |  |  | 1 |  | 0 | 0 | January | 2027
B8152 HVAC A MT | 001 | 000006094686 | 2027-01-05 00:23 | 1501001133 | FILTER, 20 X 20 X 1, PLEATED MDL 40 STANDARD MERV 10 (20X20X1) | 1501001133 - FILTER, 20 X 20 X 1, PLEATED MDL 40 STANDARD MERV 10 (20X20X1) |  |  |  | 1 |  | 0 | 0 | January | 2027
B8152 HVAC A MT | 001 | 000006094672 | 2027-01-05 00:23 | 1501001133 | FILTER, 20 X 20 X 1, PLEATED MDL 40 STANDARD MERV 10 (20X20X1) | 1501001133 - FILTER, 20 X 20 X 1, PLEATED MDL 40 STANDARD MERV 10 (20X20X1) |  |  |  | 1 |  | 0 | 0 | January | 2027
B8152 HVAC A MT | 001 | 000006094673 | 2027-01-05 00:23 | 1501001133 | FILTER, 20 X 20 X 1, PLEATED MDL 40 STANDARD MERV 10 (20X20X1) | 1501001133 - FILTER, 20 X 20 X 1, PLEATED MDL 40 STANDARD MERV 10 (20X20X1) |  |  |  | 1 |  | 0 | 0 | January | 2027
B8152 HVAC A MT | 001 | 000006094674 | 2027-01-05 00:23 | 1501001133 | FILTER, 20 X 20 X 1, PLEATED MDL 40 STANDARD MERV 10 (20X20X1) | 1501001133 - FILTER, 20 X 20 X 1, PLEATED MDL 40 STANDARD MERV 10 (20X20X1) |  |  |  | 1 |  | 0 | 0 | January | 2027
B8152 HVAC A MT | 001 | 8152-H-CRU-1 | 2027-01-05 00:23 | 1501001133 | FILTER, 20 X 20 X 1, PLEATED MDL 40 STANDARD MERV 10 (20X20X1) | 1501001133 - FILTER, 20 X 20 X 1, PLEATED MDL 40 STANDARD MERV 10 (20X20X1) |  |  |  | 1 |  | 0 | 0 | January | 2027
B8152 HVAC A MT | 001 | 8152-H-CRU-2 | 2027-01-05 00:23 | 1501001133 | FILTER, 20 X 20 X 1, PLEATED MDL 40 STANDARD MERV 10 (20X20X1) | 1501001133 - FILTER, 20 X 20 X 1, PLEATED MDL 40 STANDARD MERV 10 (20X20X1) |  |  |  | 1 |  | 0 | 0 | January | 2027
B8152 HVAC A MT | 001 | 8152-H-CRU-3 | 2027-01-05 00:23 | 1501001133 | FILTER, 20 X 20 X 1, PLEATED MDL 40 STANDARD MERV 10 (20X20X1) | 1501001133 - FILTER, 20 X 20 X 1, PLEATED MDL 40 STANDARD MERV 10 (20X20X1) |  |  |  | 1 |  | 0 | 0 | January | 2027
FCU BM NV | 001 | 000000316147 | 2027-01-05 00:26 | 1501002214 | FILTER, 21.5 X 23.5 X 1, PLEATED MDL 40 HI-CAP MERV 10 (21.5X23.5X1, 21 1/2 X 23 1/2 X 1, 21 1/2X23 1/2X1) | 1501002214 - FILTER, 21.5 X 23.5 X 1, PLEATED MDL 40 HI-CAP MERV 10 (21.5X23.5X1, 21 1/2 X 23 1/2 X 1, 21 1/2X23 1/2X1) |  |  |  | 1 |  | 4.45 | 4.45 | January | 2027
B0016E DAHU1 Q | 001 | 000000005468 | 2027-01-06 00:12 | 1501001139 | FILTER, 16 X 20 X 1, PLEATED MDL 40 HI-CAP MERV 10 (16X20X1) (ACTUAL SIZE: 15-1/2"X19-1/2"X3/4") | 1501001139 - FILTER, 16 X 20 X 1, PLEATED MDL 40 HI-CAP MERV 10 (16X20X1) (ACTUAL SIZE: 15-1/2"X19-1/2"X3/4") |  |  |  | 1 |  | 0 | 0 | January | 2027
B0016E DAHU3 Q | 001 | 000090003095 | 2027-01-06 00:12 | 1501001928 | FILTER, 20 X 22 X 1, PLEATED MDL 40 HI-CAP MERV 10 (20X22X1) | 1501001928 - FILTER, 20 X 22 X 1, PLEATED MDL 40 HI-CAP MERV 10 (20X22X1) |  |  |  | 1 |  | 1 | 1 | January | 2027
B0016E DAHU5 Q | 001 | 000090003106 | 2027-01-06 00:12 | 1501002214 | FILTER, 21.5 X 23.5 X 1, PLEATED MDL 40 HI-CAP MERV 10 (21.5X23.5X1, 21 1/2 X 23 1/2 X 1, 21 1/2X23 1/2X1) | 1501002214 - FILTER, 21.5 X 23.5 X 1, PLEATED MDL 40 HI-CAP MERV 10 (21.5X23.5X1, 21 1/2 X 23 1/2 X 1, 21 1/2X23 1/2X1) |  |  |  | 1 |  | 4.45 | 4.45 | January | 2027
B0129 T1 F5 Q | 001 | 012900000005 | 2027-01-06 00:19 | 1501001129 | FILTER, 22 X 22 X 1, PLEATED MDL 40 HI-CAP MERV 10 (22X22X1) | 1501001129 - FILTER, 22 X 22 X 1, PLEATED MDL 40 HI-CAP MERV 10 (22X22X1) |  |  |  | 20 |  | 6.6198 | 132.396 | January | 2027
B0129 T1 F5 Q | 001 | 012900000005 | 2027-01-06 00:19 | 1501001133 | FILTER, 20 X 20 X 1, PLEATED MDL 40 STANDARD MERV 10 (20X20X1) | 1501001133 - FILTER, 20 X 20 X 1, PLEATED MDL 40 STANDARD MERV 10 (20X20X1) |  |  |  | 3 |  | 0 | 0 | January | 2027
B0129 T1 F6 Q | 001 | 012900000006 | 2027-01-06 00:19 | 1501001129 | FILTER, 22 X 22 X 1, PLEATED MDL 40 HI-CAP MERV 10 (22X22X1) | 1501001129 - FILTER, 22 X 22 X 1, PLEATED MDL 40 HI-CAP MERV 10 (22X22X1) |  |  |  | 17 |  | 6.6198 | 112.5366 | January | 2027
B0129 T1 F6 Q | 001 | 012900000006 | 2027-01-06 00:19 | 1501001133 | FILTER, 20 X 20 X 1, PLEATED MDL 40 STANDARD MERV 10 (20X20X1) | 1501001133 - FILTER, 20 X 20 X 1, PLEATED MDL 40 STANDARD MERV 10 (20X20X1) |  |  |  | 3 |  | 0 | 0 | January | 2027
B0117 PU-1 Q | 001 | 000000106000 | 2027-01-07 | 1501002237 | FILTER, 30/30, DUAL 9, HIGH-CAPACITY, MERV 9, 20X25X2 | 1501002237 - FILTER, 30/30, DUAL 9, HIGH-CAPACITY, MERV 9, 20X25X2 |  |  |  | 6 |  | 16.46 | 98.76 | January | 2027
B0117 PU-2 Q | 001 | 000000106001 | 2027-01-07 | 1501002237 | FILTER, 30/30, DUAL 9, HIGH-CAPACITY, MERV 9, 20X25X2 | 1501002237 - FILTER, 30/30, DUAL 9, HIGH-CAPACITY, MERV 9, 20X25X2 |  |  |  | 6 |  | 16.46 | 98.76 | January | 2027
B0016E DAHU7 Q | 001 | 000090003108 | 2027-01-07 00:12 | 1501001881 | FILTER, 22 X 24 X 1, PLEATED MDL 40 HI-CAP MERV 10 (22X24X1) | 1501001881 - FILTER, 22 X 24 X 1, PLEATED MDL 40 HI-CAP MERV 10 (22X24X1) |  |  |  | 1 |  | 0 | 0 | January | 2027
B0129 T1 F7 Q | 001 | 012900000007 | 2027-01-07 00:19 | 1501001129 | FILTER, 22 X 22 X 1, PLEATED MDL 40 HI-CAP MERV 10 (22X22X1) | 1501001129 - FILTER, 22 X 22 X 1, PLEATED MDL 40 HI-CAP MERV 10 (22X22X1) |  |  |  | 17 |  | 6.6198 | 112.5366 | January | 2027
B0129 T1 F7 Q | 001 | 012900000007 | 2027-01-07 00:19 | 1501001133 | FILTER, 20 X 20 X 1, PLEATED MDL 40 STANDARD MERV 10 (20X20X1) | 1501001133 - FILTER, 20 X 20 X 1, PLEATED MDL 40 STANDARD MERV 10 (20X20X1) |  |  |  | 2 |  | 0 | 0 | January | 2027
B0129 T1 F7 Q | 001 | 012900000007 | 2027-01-07 00:19 | 1501001111 | FILTER, 18 X 18 X 1, PLEATED MDL 40 HI-CAP MERV 10 (18X18X1) | 1501001111 - FILTER, 18 X 18 X 1, PLEATED MDL 40 HI-CAP MERV 10 (18X18X1) |  |  |  | 1 |  | 0 | 0 | January | 2027
B0117 EF S BLT | 001 | 000000106002 | 2027-01-11 | 1501001058 | BELT, #4L270 | 1501001058 - BELT, #4L270 |  |  |  | 1 |  | 0 | 0 | January | 2027
FCU 4M SERV T10 | 001 | 000000065053 | 2027-01-11 | 1501001880 | FILTER, 10 X 32 X 1, PLEATED MDL 40 HI-CAP MERV 10 (10X32X1) | 1501001880 - FILTER, 10 X 32 X 1, PLEATED MDL 40 HI-CAP MERV 10 (10X32X1) |  |  |  | 1 |  | 0 | 0 | January | 2027
FCU 4M SERV T10 | 001 | 000000065176 | 2027-01-11 | 1501001880 | FILTER, 10 X 32 X 1, PLEATED MDL 40 HI-CAP MERV 10 (10X32X1) | 1501001880 - FILTER, 10 X 32 X 1, PLEATED MDL 40 HI-CAP MERV 10 (10X32X1) |  |  |  | 1 |  | 0 | 0 | January | 2027
FCU 4M SERV T10 | 001 | 000000010027 | 2027-01-11 | 1501001110 | FILTER, 9 X 42 X 1, PLEATED MDL 40 HI-CAP MERV 10 , (9X42X1) | 1501001110 - FILTER, 9 X 42 X 1, PLEATED MDL 40 HI-CAP MERV 10 , (9X42X1) |  |  |  | 1 |  | 9.8287 | 9.8287 | January | 2027
FCU 4M SERV T10 | 001 | 000000010028 | 2027-01-11 | 1501001123 | FILTER, 16 X 20 X 2, PLEATED MDL 40 HI-CAP MERV 10 (16X20X2) | 1501001123 - FILTER, 16 X 20 X 2, PLEATED MDL 40 HI-CAP MERV 10 (16X20X2) |  |  |  | 2 |  | 0 | 0 | January | 2027
B0130 T2 F1 Q | 001 | 013000000001 | 2027-01-11 00:19 | 1501001129 | FILTER, 22 X 22 X 1, PLEATED MDL 40 HI-CAP MERV 10 (22X22X1) | 1501001129 - FILTER, 22 X 22 X 1, PLEATED MDL 40 HI-CAP MERV 10 (22X22X1) |  |  |  | 20 |  | 6.6198 | 132.396 | January | 2027
B0130 T2 F1 Q | 001 | 013000000001 | 2027-01-11 00:19 | 1501001876 | FILTER, 16 X 24 X 1, PLEATED MDL 40 HI-CAP MERV 10 (16X24X1) | 1501001876 - FILTER, 16 X 24 X 1, PLEATED MDL 40 HI-CAP MERV 10 (16X24X1) |  |  |  | 2 |  | 4.1762 | 8.3524 | January | 2027
B0130 T2 F1 Q | 001 | 013000000001 | 2027-01-11 00:19 | 1501001111 | FILTER, 18 X 18 X 1, PLEATED MDL 40 HI-CAP MERV 10 (18X18X1) | 1501001111 - FILTER, 18 X 18 X 1, PLEATED MDL 40 HI-CAP MERV 10 (18X18X1) |  |  |  | 1 |  | 0 | 0 | January | 2027
B0130 T2 F2 Q | 001 | 013000000002 | 2027-01-11 00:19 | 1501001129 | FILTER, 22 X 22 X 1, PLEATED MDL 40 HI-CAP MERV 10 (22X22X1) | 1501001129 - FILTER, 22 X 22 X 1, PLEATED MDL 40 HI-CAP MERV 10 (22X22X1) |  |  |  | 22 |  | 6.6198 | 145.6356 | January | 2027
B0152 AHU-2 A | 001 | 000000127001 | 2027-01-11 00:19 | 1501001123 | FILTER, 16 X 20 X 2, PLEATED MDL 40 HI-CAP MERV 10 (16X20X2) | 1501001123 - FILTER, 16 X 20 X 2, PLEATED MDL 40 HI-CAP MERV 10 (16X20X2) |  |  |  | 2 |  | 0 | 0 | January | 2027
B0016A DAHU3 A | 001 | 000090002443 | 2027-01-12 | 1501001133 | FILTER, 20 X 20 X 1, PLEATED MDL 40 STANDARD MERV 10 (20X20X1) | 1501001133 - FILTER, 20 X 20 X 1, PLEATED MDL 40 STANDARD MERV 10 (20X20X1) |  |  |  | 1 |  | 0 | 0 | January | 2027
B0162-AHU-A | 001 | 000002100008 | 2027-01-12 | 1501001928 | FILTER, 20 X 22 X 1, PLEATED MDL 40 HI-CAP MERV 10 (20X22X1) | 1501001928 - FILTER, 20 X 22 X 1, PLEATED MDL 40 HI-CAP MERV 10 (20X22X1) |  |  |  | 1 |  | 1 | 1 | January | 2027
B0162-AHU-A | 001 | 000002100009 | 2027-01-12 | 1501001928 | FILTER, 20 X 22 X 1, PLEATED MDL 40 HI-CAP MERV 10 (20X22X1) | 1501001928 - FILTER, 20 X 22 X 1, PLEATED MDL 40 HI-CAP MERV 10 (20X22X1) |  |  |  | 1 |  | 1 | 1 | January | 2027
B0162-AHU-A | 001 | 000002100010 | 2027-01-12 | 1501001133 | FILTER, 20 X 20 X 1, PLEATED MDL 40 STANDARD MERV 10 (20X20X1) | 1501001133 - FILTER, 20 X 20 X 1, PLEATED MDL 40 STANDARD MERV 10 (20X20X1) |  |  |  | 1 |  | 0 | 0 | January | 2027
EF S-1 T1 B | 001 | 000000068014 | 2027-01-12 | 1501001058 | BELT, #4L270 | 1501001058 - BELT, #4L270 |  |  |  | 1 |  | 0 | 0 | January | 2027
EF S-1 T1 B | 001 | 000000068015 | 2027-01-12 | 1501001365 | BELT, #AX-63, AX63 (COG TYPE) | 1501001365 - BELT, #AX-63, AX63 (COG TYPE) |  |  |  | 1 |  | 0 | 0 | January | 2027
EF S-1 T1 B | 001 | 000000068016 | 2027-01-12 | 1501001385 | BELT, #AX-51, AX51 (COG TYPE) | 1501001385 - BELT, #AX-51, AX51 (COG TYPE) |  |  |  | 1 |  | 7 | 7 | January | 2027
EF S-1 T1 B | 001 | 000000068017 | 2027-01-12 | 1501001385 | BELT, #AX-51, AX51 (COG TYPE) | 1501001385 - BELT, #AX-51, AX51 (COG TYPE) |  |  |  | 1 |  | 7 | 7 | January | 2027
EF S-1 T1 B | 001 | 000000068019 | 2027-01-12 | 1501001365 | BELT, #AX-63, AX63 (COG TYPE) | 1501001365 - BELT, #AX-63, AX63 (COG TYPE) |  |  |  | 1 |  | 0 | 0 | January | 2027
AHU STN 9Q 0.5H | 001 | 003300000001 | 2027-01-12 00:10 | 1501001121 | FILTER, 20 X 20 X 2, PLEATED MDL 40 STANDARD MERV 10 (20X20X2) | 1501001121 - FILTER, 20 X 20 X 2, PLEATED MDL 40 STANDARD MERV 10 (20X20X2) |  |  |  | 1 |  | 0 | 0 | January | 2027
AHU STN 9Q 0.5H | 001 | 003300000001 | 2027-01-12 00:10 | 1501001094 | FILTER, 20 X 24 X 2, PLEATED MDL 40 HI-CAP MERV 10 (20X24X2, 24X20X2, 24 X 20 X 2)) | 1501001094 - FILTER, 20 X 24 X 2, PLEATED MDL 40 HI-CAP MERV 10 (20X24X2, 24X20X2, 24 X 20 X 2)) |  |  |  | 5 |  | 0 | 0 | January | 2027
B0130 T2 F3 Q | 001 | 013000000003 | 2027-01-12 00:19 | 1501001129 | FILTER, 22 X 22 X 1, PLEATED MDL 40 HI-CAP MERV 10 (22X22X1) | 1501001129 - FILTER, 22 X 22 X 1, PLEATED MDL 40 HI-CAP MERV 10 (22X22X1) |  |  |  | 21 |  | 6.6198 | 139.0158 | January | 2027
B0130 T2 F4 Q | 001 | 013000000004 | 2027-01-12 00:19 | 1501001129 | FILTER, 22 X 22 X 1, PLEATED MDL 40 HI-CAP MERV 10 (22X22X1) | 1501001129 - FILTER, 22 X 22 X 1, PLEATED MDL 40 HI-CAP MERV 10 (22X22X1) |  |  |  | 21 |  | 6.6198 | 139.0158 | January | 2027
AHU-Q-1-HSNGZ8 | 001 | 011300000001 | 2027-01-13 | 1501001112 | FILTER, 18 X 24 X 1, PLEATED MDL 40 HI-CAP MERV 10 (18X24X1, 24X18X1, 24 X 18 X 1) | 1501001112 - FILTER, 18 X 24 X 1, PLEATED MDL 40 HI-CAP MERV 10 (18X24X1, 24X18X1, 24 X 18 X 1) |  |  |  | 13 |  | 0 | 0 | January | 2027
AHU-Q-1-HSNGZ8 | 001 | 011300000002 | 2027-01-13 | 1501001112 | FILTER, 18 X 24 X 1, PLEATED MDL 40 HI-CAP MERV 10 (18X24X1, 24X18X1, 24 X 18 X 1) | 1501001112 - FILTER, 18 X 24 X 1, PLEATED MDL 40 HI-CAP MERV 10 (18X24X1, 24X18X1, 24 X 18 X 1) |  |  |  | 13 |  | 0 | 0 | January | 2027
AHU-Q-1-HSNGZ8 | 001 | 011300000003 | 2027-01-13 | 1501001112 | FILTER, 18 X 24 X 1, PLEATED MDL 40 HI-CAP MERV 10 (18X24X1, 24X18X1, 24 X 18 X 1) | 1501001112 - FILTER, 18 X 24 X 1, PLEATED MDL 40 HI-CAP MERV 10 (18X24X1, 24X18X1, 24 X 18 X 1) |  |  |  | 13 |  | 0 | 0 | January | 2027
AHU-Q-1-HSNGZ8 | 001 | 011300000004 | 2027-01-13 | 1501001112 | FILTER, 18 X 24 X 1, PLEATED MDL 40 HI-CAP MERV 10 (18X24X1, 24X18X1, 24 X 18 X 1) | 1501001112 - FILTER, 18 X 24 X 1, PLEATED MDL 40 HI-CAP MERV 10 (18X24X1, 24X18X1, 24 X 18 X 1) |  |  |  | 7 |  | 0 | 0 | January | 2027
PU Q-1 WUCF | 001 | 000006093799 | 2027-01-13 | 1501001149 | FILTER, 18 X 30 X 2, PLEATED MDL 40 HI-CAP MERV 10 , (18X30X2) | 1501001149 - FILTER, 18 X 30 X 2, PLEATED MDL 40 HI-CAP MERV 10 , (18X30X2) |  |  |  | 1 |  | 11.1902 | 11.1902 | January | 2027
PU Q-1 WUCF | 001 | 000006093800 | 2027-01-13 | 1501001149 | FILTER, 18 X 30 X 2, PLEATED MDL 40 HI-CAP MERV 10 , (18X30X2) | 1501001149 - FILTER, 18 X 30 X 2, PLEATED MDL 40 HI-CAP MERV 10 , (18X30X2) |  |  |  | 1 |  | 11.1902 | 11.1902 | January | 2027
B0084 AHU-Q | 001 | 008400000001 | 2027-01-13 00:15 | 1501001102 | FILTER, 10 X 44 X 1, PLEATED MDL 40 HI-CAP MERV 10 (10X44X1, 44X10X1, 44 X 10 X 1) | 1501001102 - FILTER, 10 X 44 X 1, PLEATED MDL 40 HI-CAP MERV 10 (10X44X1, 44X10X1, 44 X 10 X 1) |  |  |  | 2 |  | 0 | 0 | January | 2027
B0084 AHU-Q | 001 | 008400000001 | 2027-01-13 00:15 | 1501001101 | FILTER, 13-5/8 X 18-5/8 X 1, PLEATED MDL 40 HI-CAP MERV 10 (13 5/8 X 18 5/8 X 1, 13 5/8X18 5/8X1) | 1501001101 - FILTER, 13-5/8 X 18-5/8 X 1, PLEATED MDL 40 HI-CAP MERV 10 (13 5/8 X 18 5/8 X 1, 13 5/8X18 5/8X1) |  |  |  | 34 |  | 0 | 0 | January | 2027
B0084 AHU-Q | 001 | 008400000002 | 2027-01-13 00:16 | 1501001102 | FILTER, 10 X 44 X 1, PLEATED MDL 40 HI-CAP MERV 10 (10X44X1, 44X10X1, 44 X 10 X 1) | 1501001102 - FILTER, 10 X 44 X 1, PLEATED MDL 40 HI-CAP MERV 10 (10X44X1, 44X10X1, 44 X 10 X 1) |  |  |  | 3 |  | 0 | 0 | January | 2027
B0084 AHU-Q | 001 | 008400000003 | 2027-01-13 00:16 | 1501001102 | FILTER, 10 X 44 X 1, PLEATED MDL 40 HI-CAP MERV 10 (10X44X1, 44X10X1, 44 X 10 X 1) | 1501001102 - FILTER, 10 X 44 X 1, PLEATED MDL 40 HI-CAP MERV 10 (10X44X1, 44X10X1, 44 X 10 X 1) |  |  |  | 2 |  | 0 | 0 | January | 2027
B0084 AHU-Q | 001 | 008400000004 | 2027-01-13 00:16 | 1501001102 | FILTER, 10 X 44 X 1, PLEATED MDL 40 HI-CAP MERV 10 (10X44X1, 44X10X1, 44 X 10 X 1) | 1501001102 - FILTER, 10 X 44 X 1, PLEATED MDL 40 HI-CAP MERV 10 (10X44X1, 44X10X1, 44 X 10 X 1) |  |  |  | 2 |  | 0 | 0 | January | 2027
B0084 AHU-Q | 001 | 008400000002 | 2027-01-13 00:16 | 1501001101 | FILTER, 13-5/8 X 18-5/8 X 1, PLEATED MDL 40 HI-CAP MERV 10 (13 5/8 X 18 5/8 X 1, 13 5/8X18 5/8X1) | 1501001101 - FILTER, 13-5/8 X 18-5/8 X 1, PLEATED MDL 40 HI-CAP MERV 10 (13 5/8 X 18 5/8 X 1, 13 5/8X18 5/8X1) |  |  |  | 34 |  | 0 | 0 | January | 2027
B0084 AHU-Q | 001 | 008400000003 | 2027-01-13 00:16 | 1501001101 | FILTER, 13-5/8 X 18-5/8 X 1, PLEATED MDL 40 HI-CAP MERV 10 (13 5/8 X 18 5/8 X 1, 13 5/8X18 5/8X1) | 1501001101 - FILTER, 13-5/8 X 18-5/8 X 1, PLEATED MDL 40 HI-CAP MERV 10 (13 5/8 X 18 5/8 X 1, 13 5/8X18 5/8X1) |  |  |  | 34 |  | 0 | 0 | January | 2027
B0084 AHU-Q | 001 | 008400000004 | 2027-01-13 00:16 | 1501001101 | FILTER, 13-5/8 X 18-5/8 X 1, PLEATED MDL 40 HI-CAP MERV 10 (13 5/8 X 18 5/8 X 1, 13 5/8X18 5/8X1) | 1501001101 - FILTER, 13-5/8 X 18-5/8 X 1, PLEATED MDL 40 HI-CAP MERV 10 (13 5/8 X 18 5/8 X 1, 13 5/8X18 5/8X1) |  |  |  | 34 |  | 0 | 0 | January | 2027
B0085 AHU-Q | 001 | 008500000001 | 2027-01-13 00:16 | 1501001102 | FILTER, 10 X 44 X 1, PLEATED MDL 40 HI-CAP MERV 10 (10X44X1, 44X10X1, 44 X 10 X 1) | 1501001102 - FILTER, 10 X 44 X 1, PLEATED MDL 40 HI-CAP MERV 10 (10X44X1, 44X10X1, 44 X 10 X 1) |  |  |  | 2 |  | 0 | 0 | January | 2027
B0085 AHU-Q | 001 | 008500000001 | 2027-01-13 00:16 | 1501001101 | FILTER, 13-5/8 X 18-5/8 X 1, PLEATED MDL 40 HI-CAP MERV 10 (13 5/8 X 18 5/8 X 1, 13 5/8X18 5/8X1) | 1501001101 - FILTER, 13-5/8 X 18-5/8 X 1, PLEATED MDL 40 HI-CAP MERV 10 (13 5/8 X 18 5/8 X 1, 13 5/8X18 5/8X1) |  |  |  | 17 |  | 0 | 0 | January | 2027
B0085 AHU-Q | 001 | 008500000002 | 2027-01-13 00:16 | 1501001102 | FILTER, 10 X 44 X 1, PLEATED MDL 40 HI-CAP MERV 10 (10X44X1, 44X10X1, 44 X 10 X 1) | 1501001102 - FILTER, 10 X 44 X 1, PLEATED MDL 40 HI-CAP MERV 10 (10X44X1, 44X10X1, 44 X 10 X 1) |  |  |  | 2 |  | 0 | 0 | January | 2027
B0085 AHU-Q | 001 | 008500000003 | 2027-01-13 00:16 | 1501001102 | FILTER, 10 X 44 X 1, PLEATED MDL 40 HI-CAP MERV 10 (10X44X1, 44X10X1, 44 X 10 X 1) | 1501001102 - FILTER, 10 X 44 X 1, PLEATED MDL 40 HI-CAP MERV 10 (10X44X1, 44X10X1, 44 X 10 X 1) |  |  |  | 2 |  | 0 | 0 | January | 2027
B0085 AHU-Q | 001 | 008500000004 | 2027-01-13 00:16 | 1501001102 | FILTER, 10 X 44 X 1, PLEATED MDL 40 HI-CAP MERV 10 (10X44X1, 44X10X1, 44 X 10 X 1) | 1501001102 - FILTER, 10 X 44 X 1, PLEATED MDL 40 HI-CAP MERV 10 (10X44X1, 44X10X1, 44 X 10 X 1) |  |  |  | 2 |  | 0 | 0 | January | 2027
B0085 AHU-Q | 001 | 008500000002 | 2027-01-13 00:16 | 1501001101 | FILTER, 13-5/8 X 18-5/8 X 1, PLEATED MDL 40 HI-CAP MERV 10 (13 5/8 X 18 5/8 X 1, 13 5/8X18 5/8X1) | 1501001101 - FILTER, 13-5/8 X 18-5/8 X 1, PLEATED MDL 40 HI-CAP MERV 10 (13 5/8 X 18 5/8 X 1, 13 5/8X18 5/8X1) |  |  |  | 17 |  | 0 | 0 | January | 2027
B0085 AHU-Q | 001 | 008500000003 | 2027-01-13 00:16 | 1501001101 | FILTER, 13-5/8 X 18-5/8 X 1, PLEATED MDL 40 HI-CAP MERV 10 (13 5/8 X 18 5/8 X 1, 13 5/8X18 5/8X1) | 1501001101 - FILTER, 13-5/8 X 18-5/8 X 1, PLEATED MDL 40 HI-CAP MERV 10 (13 5/8 X 18 5/8 X 1, 13 5/8X18 5/8X1) |  |  |  | 17 |  | 0 | 0 | January | 2027
B0085 AHU-Q | 001 | 008500000004 | 2027-01-13 00:16 | 1501001101 | FILTER, 13-5/8 X 18-5/8 X 1, PLEATED MDL 40 HI-CAP MERV 10 (13 5/8 X 18 5/8 X 1, 13 5/8X18 5/8X1) | 1501001101 - FILTER, 13-5/8 X 18-5/8 X 1, PLEATED MDL 40 HI-CAP MERV 10 (13 5/8 X 18 5/8 X 1, 13 5/8X18 5/8X1) |  |  |  | 17 |  | 0 | 0 | January | 2027
B0085 AHU-Q | 001 | 008500000002 | 2027-01-13 00:16 | 1501001143 | FILTER, 14 X 20 X 1, PLEATED MDL 40 HI-CAP MERV 10 (14X20X1) | 1501001143 - FILTER, 14 X 20 X 1, PLEATED MDL 40 HI-CAP MERV 10 (14X20X1) |  |  |  | 1 |  | 0 | 0 | January | 2027
B0085 AHU-Q | 001 | 008500000003 | 2027-01-13 00:16 | 1501001143 | FILTER, 14 X 20 X 1, PLEATED MDL 40 HI-CAP MERV 10 (14X20X1) | 1501001143 - FILTER, 14 X 20 X 1, PLEATED MDL 40 HI-CAP MERV 10 (14X20X1) |  |  |  | 1 |  | 0 | 0 | January | 2027
B0085 AHU-Q | 001 | 008500000004 | 2027-01-13 00:16 | 1501001143 | FILTER, 14 X 20 X 1, PLEATED MDL 40 HI-CAP MERV 10 (14X20X1) | 1501001143 - FILTER, 14 X 20 X 1, PLEATED MDL 40 HI-CAP MERV 10 (14X20X1) |  |  |  | 1 |  | 0 | 0 | January | 2027
B0086 AHU-Q | 001 | 008600000001 | 2027-01-13 00:16 | 1501001102 | FILTER, 10 X 44 X 1, PLEATED MDL 40 HI-CAP MERV 10 (10X44X1, 44X10X1, 44 X 10 X 1) | 1501001102 - FILTER, 10 X 44 X 1, PLEATED MDL 40 HI-CAP MERV 10 (10X44X1, 44X10X1, 44 X 10 X 1) |  |  |  | 2 |  | 0 | 0 | January | 2027
B0086 AHU-Q | 001 | 008600000002 | 2027-01-13 00:16 | 1501001102 | FILTER, 10 X 44 X 1, PLEATED MDL 40 HI-CAP MERV 10 (10X44X1, 44X10X1, 44 X 10 X 1) | 1501001102 - FILTER, 10 X 44 X 1, PLEATED MDL 40 HI-CAP MERV 10 (10X44X1, 44X10X1, 44 X 10 X 1) |  |  |  | 2 |  | 0 | 0 | January | 2027
B0086 AHU-Q | 001 | 008600000003 | 2027-01-13 00:16 | 1501001102 | FILTER, 10 X 44 X 1, PLEATED MDL 40 HI-CAP MERV 10 (10X44X1, 44X10X1, 44 X 10 X 1) | 1501001102 - FILTER, 10 X 44 X 1, PLEATED MDL 40 HI-CAP MERV 10 (10X44X1, 44X10X1, 44 X 10 X 1) |  |  |  | 2 |  | 0 | 0 | January | 2027
B0086 AHU-Q | 001 | 008600000004 | 2027-01-13 00:16 | 1501001102 | FILTER, 10 X 44 X 1, PLEATED MDL 40 HI-CAP MERV 10 (10X44X1, 44X10X1, 44 X 10 X 1) | 1501001102 - FILTER, 10 X 44 X 1, PLEATED MDL 40 HI-CAP MERV 10 (10X44X1, 44X10X1, 44 X 10 X 1) |  |  |  | 2 |  | 0 | 0 | January | 2027
B0086 AHU-Q | 001 | 008600000001 | 2027-01-13 00:16 | 1501001101 | FILTER, 13-5/8 X 18-5/8 X 1, PLEATED MDL 40 HI-CAP MERV 10 (13 5/8 X 18 5/8 X 1, 13 5/8X18 5/8X1) | 1501001101 - FILTER, 13-5/8 X 18-5/8 X 1, PLEATED MDL 40 HI-CAP MERV 10 (13 5/8 X 18 5/8 X 1, 13 5/8X18 5/8X1) |  |  |  | 34 |  | 0 | 0 | January | 2027
B0086 AHU-Q | 001 | 008600000002 | 2027-01-13 00:16 | 1501001101 | FILTER, 13-5/8 X 18-5/8 X 1, PLEATED MDL 40 HI-CAP MERV 10 (13 5/8 X 18 5/8 X 1, 13 5/8X18 5/8X1) | 1501001101 - FILTER, 13-5/8 X 18-5/8 X 1, PLEATED MDL 40 HI-CAP MERV 10 (13 5/8 X 18 5/8 X 1, 13 5/8X18 5/8X1) |  |  |  | 34 |  | 0 | 0 | January | 2027
B0086 AHU-Q | 001 | 008600000003 | 2027-01-13 00:16 | 1501001101 | FILTER, 13-5/8 X 18-5/8 X 1, PLEATED MDL 40 HI-CAP MERV 10 (13 5/8 X 18 5/8 X 1, 13 5/8X18 5/8X1) | 1501001101 - FILTER, 13-5/8 X 18-5/8 X 1, PLEATED MDL 40 HI-CAP MERV 10 (13 5/8 X 18 5/8 X 1, 13 5/8X18 5/8X1) |  |  |  | 34 |  | 0 | 0 | January | 2027
B0086 AHU-Q | 001 | 008600000004 | 2027-01-13 00:16 | 1501001101 | FILTER, 13-5/8 X 18-5/8 X 1, PLEATED MDL 40 HI-CAP MERV 10 (13 5/8 X 18 5/8 X 1, 13 5/8X18 5/8X1) | 1501001101 - FILTER, 13-5/8 X 18-5/8 X 1, PLEATED MDL 40 HI-CAP MERV 10 (13 5/8 X 18 5/8 X 1, 13 5/8X18 5/8X1) |  |  |  | 34 |  | 0 | 0 | January | 2027
AHU-Q-1-STRNZ8 | 001 | 010900000001 | 2027-01-14 | 1501001491 | FILTER, 20 X 34 X 1, PLEATED MDL 40 HI-CAP MERV 10 (20X34X1) | 1501001491 - FILTER, 20 X 34 X 1, PLEATED MDL 40 HI-CAP MERV 10 (20X34X1) |  |  |  | 4 |  | 9.6107 | 38.4428 | January | 2027
AHU-Q-1-STRNZ8 | 001 | 010900000002 | 2027-01-14 | 1501001143 | FILTER, 14 X 20 X 1, PLEATED MDL 40 HI-CAP MERV 10 (14X20X1) | 1501001143 - FILTER, 14 X 20 X 1, PLEATED MDL 40 HI-CAP MERV 10 (14X20X1) |  |  |  | 29 |  | 0 | 0 | January | 2027
AHU-Q-1-STRNZ8 | 001 | 010900000003 | 2027-01-14 | 1501001143 | FILTER, 14 X 20 X 1, PLEATED MDL 40 HI-CAP MERV 10 (14X20X1) | 1501001143 - FILTER, 14 X 20 X 1, PLEATED MDL 40 HI-CAP MERV 10 (14X20X1) |  |  |  | 29 |  | 0 | 0 | January | 2027
AHU-Q-1-STRNZ8 | 001 | 011000000001 | 2027-01-14 | 1501001481 | FILTER, 15 X 30 X 2, PLEATED MDL 40 HI-CAP MERV 10 (15X30X2) | 1501001481 - FILTER, 15 X 30 X 2, PLEATED MDL 40 HI-CAP MERV 10 (15X30X2) |  |  |  | 4 |  | 0 | 0 | January | 2027
AHU-Q-1-STRNZ8 | 001 | 010900000001 | 2027-01-14 | 1501001103 | FILTER, 17.25 X 34 X 2, PLEATED MDL 40 HI-CAP MERV 10 (17 1/4 X 34 X 2, 17 1/4X34X2) | 1501001103 - FILTER, 17.25 X 34 X 2, PLEATED MDL 40 HI-CAP MERV 10 (17 1/4 X 34 X 2, 17 1/4X34X2) |  |  |  | 4 |  | 0 | 0 | January | 2027
AHU-Q-1-STRNZ8 | 001 | 010900000002 | 2027-01-14 | 1501001113 | FILTER, 18 X 20 X 1 PLEATED MDL 40 HI-CAP MERV 10 (18X20X1) | 1501001113 - FILTER, 18 X 20 X 1 PLEATED MDL 40 HI-CAP MERV 10 (18X20X1) |  |  |  | 4 |  | 4.4699 | 17.8796 | January | 2027
AHU-Q-1-STRNZ8 | 001 | 010900000003 | 2027-01-14 | 1501001113 | FILTER, 18 X 20 X 1 PLEATED MDL 40 HI-CAP MERV 10 (18X20X1) | 1501001113 - FILTER, 18 X 20 X 1 PLEATED MDL 40 HI-CAP MERV 10 (18X20X1) |  |  |  | 4 |  | 4.4699 | 17.8796 | January | 2027
AHU-Q-1-STRNZ8 | 001 | 011000000001 | 2027-01-14 | 1501001143 | FILTER, 14 X 20 X 1, PLEATED MDL 40 HI-CAP MERV 10 (14X20X1) | 1501001143 - FILTER, 14 X 20 X 1, PLEATED MDL 40 HI-CAP MERV 10 (14X20X1) |  |  |  | 28 |  | 0 | 0 | January | 2027
AHU-Q-1-STRNZ8 | 001 | 010900000001 | 2027-01-14 | 1501001113 | FILTER, 18 X 20 X 1 PLEATED MDL 40 HI-CAP MERV 10 (18X20X1) | 1501001113 - FILTER, 18 X 20 X 1 PLEATED MDL 40 HI-CAP MERV 10 (18X20X1) |  |  |  | 3 |  | 4.4699 | 13.4097 | January | 2027
AHU-Q-1-STRNZ8 | 001 | 011000000001 | 2027-01-14 | 1501001103 | FILTER, 17.25 X 34 X 2, PLEATED MDL 40 HI-CAP MERV 10 (17 1/4 X 34 X 2, 17 1/4X34X2) | 1501001103 - FILTER, 17.25 X 34 X 2, PLEATED MDL 40 HI-CAP MERV 10 (17 1/4 X 34 X 2, 17 1/4X34X2) |  |  |  | 4 |  | 0 | 0 | January | 2027
AHU-Q-1-STRNZ8 | 001 | 010900000001 | 2027-01-14 | 1501001143 | FILTER, 14 X 20 X 1, PLEATED MDL 40 HI-CAP MERV 10 (14X20X1) | 1501001143 - FILTER, 14 X 20 X 1, PLEATED MDL 40 HI-CAP MERV 10 (14X20X1) |  |  |  | 20 |  | 0 | 0 | January | 2027
AHU-Q-1-STRNZ8 | 001 | 011000000001 | 2027-01-14 | 1501001113 | FILTER, 18 X 20 X 1 PLEATED MDL 40 HI-CAP MERV 10 (18X20X1) | 1501001113 - FILTER, 18 X 20 X 1 PLEATED MDL 40 HI-CAP MERV 10 (18X20X1) |  |  |  | 2 |  | 4.4699 | 8.9398 | January | 2027
AHU-Q-1-STRNZ8 | 001 | 010900000001 | 2027-01-14 | 1501001133 | FILTER, 20 X 20 X 1, PLEATED MDL 40 STANDARD MERV 10 (20X20X1) | 1501001133 - FILTER, 20 X 20 X 1, PLEATED MDL 40 STANDARD MERV 10 (20X20X1) |  |  |  | 1 |  | 0 | 0 | January | 2027
AHU-Q-1-STRNZ8 | 001 | 011000000001 | 2027-01-14 | 1501001550 | FILTER, 18 X 25 X 1, (18X25X1), PLEATED MDL 40 HI-CAP MERV 10 | 1501001550 - FILTER, 18 X 25 X 1, (18X25X1), PLEATED MDL 40 HI-CAP MERV 10 |  |  |  | 2 |  | 0 | 0 | January | 2027
AHU-Q-1-STRNZ8 | 001 | 010900000001 | 2027-01-14 | 1501001481 | FILTER, 15 X 30 X 2, PLEATED MDL 40 HI-CAP MERV 10 (15X30X2) | 1501001481 - FILTER, 15 X 30 X 2, PLEATED MDL 40 HI-CAP MERV 10 (15X30X2) |  |  |  | 4 |  | 0 | 0 | January | 2027
AHU-Q-1-STRNZ8 | 001 | 010900000001 | 2027-01-14 | 1501001550 | FILTER, 18 X 25 X 1, (18X25X1), PLEATED MDL 40 HI-CAP MERV 10 | 1501001550 - FILTER, 18 X 25 X 1, (18X25X1), PLEATED MDL 40 HI-CAP MERV 10 |  |  |  | 1 |  | 0 | 0 | January | 2027
B8152 FCU Q-1 | 001 | 000090009301 | 2027-01-14 | 1501001133 | FILTER, 20 X 20 X 1, PLEATED MDL 40 STANDARD MERV 10 (20X20X1) | 1501001133 - FILTER, 20 X 20 X 1, PLEATED MDL 40 STANDARD MERV 10 (20X20X1) |  |  |  | 1 |  | 0 | 0 | January | 2027
B0110 EXFAN A | 001 | 000008094920 | 2027-01-14 00:17 | 1501001041 | BELT, #3L200R | 1501001041 - BELT, #3L200R |  |  |  | 1 |  | 0 | 0 | January | 2027
B0110 EXFAN A | 001 | 000008094921 | 2027-01-14 00:17 | 1501001041 | BELT, #3L200R | 1501001041 - BELT, #3L200R |  |  |  | 1 |  | 0 | 0 | January | 2027
B0110 EXFAN A | 001 | 000008094922 | 2027-01-14 00:17 | 1501001041 | BELT, #3L200R | 1501001041 - BELT, #3L200R |  |  |  | 1 |  | 0 | 0 | January | 2027
B0110 EXFAN A | 001 | 000008094923 | 2027-01-14 00:17 | 1501001041 | BELT, #3L200R | 1501001041 - BELT, #3L200R |  |  |  | 1 |  | 0 | 0 | January | 2027
B0110 EXFAN A | 001 | 000008094924 | 2027-01-14 00:17 | 1501001041 | BELT, #3L200R | 1501001041 - BELT, #3L200R |  |  |  | 1 |  | 0 | 0 | January | 2027
B0110 EXFAN A | 001 | 000008094926 | 2027-01-14 00:17 | 1501001041 | BELT, #3L200R | 1501001041 - BELT, #3L200R |  |  |  | 1 |  | 0 | 0 | January | 2027
B0110 EXFAN A | 001 | 000008094927 | 2027-01-14 00:17 | 1501001041 | BELT, #3L200R | 1501001041 - BELT, #3L200R |  |  |  | 1 |  | 0 | 0 | January | 2027
B0110 EXFAN A | 001 | 000008094967 | 2027-01-14 00:17 | 1501001041 | BELT, #3L200R | 1501001041 - BELT, #3L200R |  |  |  | 1 |  | 0 | 0 | January | 2027
B0130 T2 F7 Q | 001 | 013000000007 | 2027-01-14 00:19 | 1501001129 | FILTER, 22 X 22 X 1, PLEATED MDL 40 HI-CAP MERV 10 (22X22X1) | 1501001129 - FILTER, 22 X 22 X 1, PLEATED MDL 40 HI-CAP MERV 10 (22X22X1) |  |  |  | 21 |  | 6.6198 | 139.0158 | January | 2027
B0130 T2 F7 Q | 001 | 013000000007 | 2027-01-14 00:19 | 1501001111 | FILTER, 18 X 18 X 1, PLEATED MDL 40 HI-CAP MERV 10 (18X18X1) | 1501001111 - FILTER, 18 X 18 X 1, PLEATED MDL 40 HI-CAP MERV 10 (18X18X1) |  |  |  | 1 |  | 0 | 0 | January | 2027
FTU Q-1 TECHII | 001 | 000000020001 | 2027-01-14 00:27 | 1501001143 | FILTER, 14 X 20 X 1, PLEATED MDL 40 HI-CAP MERV 10 (14X20X1) | 1501001143 - FILTER, 14 X 20 X 1, PLEATED MDL 40 HI-CAP MERV 10 (14X20X1) |  |  |  | 1 |  | 0 | 0 | January | 2027
FTU Q-1 TECHII | 001 | 000000020002 | 2027-01-14 00:27 | 1501001139 | FILTER, 16 X 20 X 1, PLEATED MDL 40 HI-CAP MERV 10 (16X20X1) (ACTUAL SIZE: 15-1/2"X19-1/2"X3/4") | 1501001139 - FILTER, 16 X 20 X 1, PLEATED MDL 40 HI-CAP MERV 10 (16X20X1) (ACTUAL SIZE: 15-1/2"X19-1/2"X3/4") |  |  |  | 1 |  | 0 | 0 | January | 2027
FTU Q-1 TECHII | 001 | 000000020003 | 2027-01-14 00:27 | 1501001139 | FILTER, 16 X 20 X 1, PLEATED MDL 40 HI-CAP MERV 10 (16X20X1) (ACTUAL SIZE: 15-1/2"X19-1/2"X3/4") | 1501001139 - FILTER, 16 X 20 X 1, PLEATED MDL 40 HI-CAP MERV 10 (16X20X1) (ACTUAL SIZE: 15-1/2"X19-1/2"X3/4") |  |  |  | 1 |  | 0 | 0 | January | 2027
FTU Q-1 TECHII | 001 | 000000020004 | 2027-01-14 00:27 | 1501001139 | FILTER, 16 X 20 X 1, PLEATED MDL 40 HI-CAP MERV 10 (16X20X1) (ACTUAL SIZE: 15-1/2"X19-1/2"X3/4") | 1501001139 - FILTER, 16 X 20 X 1, PLEATED MDL 40 HI-CAP MERV 10 (16X20X1) (ACTUAL SIZE: 15-1/2"X19-1/2"X3/4") |  |  |  | 1 |  | 0 | 0 | January | 2027
FTU Q-1 TECHII | 001 | 000000020005 | 2027-01-14 00:27 | 1501001139 | FILTER, 16 X 20 X 1, PLEATED MDL 40 HI-CAP MERV 10 (16X20X1) (ACTUAL SIZE: 15-1/2"X19-1/2"X3/4") | 1501001139 - FILTER, 16 X 20 X 1, PLEATED MDL 40 HI-CAP MERV 10 (16X20X1) (ACTUAL SIZE: 15-1/2"X19-1/2"X3/4") |  |  |  | 1 |  | 0 | 0 | January | 2027
FTU Q-1 TECHII | 001 | 000000020018 | 2027-01-14 00:27 | 1501001143 | FILTER, 14 X 20 X 1, PLEATED MDL 40 HI-CAP MERV 10 (14X20X1) | 1501001143 - FILTER, 14 X 20 X 1, PLEATED MDL 40 HI-CAP MERV 10 (14X20X1) |  |  |  | 1 |  | 0 | 0 | January | 2027
FTU Q-1 TECHII | 001 | 000000020019 | 2027-01-14 00:27 | 1501001139 | FILTER, 16 X 20 X 1, PLEATED MDL 40 HI-CAP MERV 10 (16X20X1) (ACTUAL SIZE: 15-1/2"X19-1/2"X3/4") | 1501001139 - FILTER, 16 X 20 X 1, PLEATED MDL 40 HI-CAP MERV 10 (16X20X1) (ACTUAL SIZE: 15-1/2"X19-1/2"X3/4") |  |  |  | 1 |  | 0 | 0 | January | 2027
FTU Q-1 TECHII | 001 | 000000020022 | 2027-01-14 00:27 | 1501001139 | FILTER, 16 X 20 X 1, PLEATED MDL 40 HI-CAP MERV 10 (16X20X1) (ACTUAL SIZE: 15-1/2"X19-1/2"X3/4") | 1501001139 - FILTER, 16 X 20 X 1, PLEATED MDL 40 HI-CAP MERV 10 (16X20X1) (ACTUAL SIZE: 15-1/2"X19-1/2"X3/4") |  |  |  | 1 |  | 0 | 0 | January | 2027
AHU MT8 1HR | 001 | 011400000002 | 2027-01-15 | 1501001112 | FILTER, 18 X 24 X 1, PLEATED MDL 40 HI-CAP MERV 10 (18X24X1, 24X18X1, 24 X 18 X 1) | 1501001112 - FILTER, 18 X 24 X 1, PLEATED MDL 40 HI-CAP MERV 10 (18X24X1, 24X18X1, 24 X 18 X 1) |  |  |  | 2 |  | 0 | 0 | January | 2027
AHU MT8 1HR | 001 | 011200000001 | 2027-01-15 | 1501001112 | FILTER, 18 X 24 X 1, PLEATED MDL 40 HI-CAP MERV 10 (18X24X1, 24X18X1, 24 X 18 X 1) | 1501001112 - FILTER, 18 X 24 X 1, PLEATED MDL 40 HI-CAP MERV 10 (18X24X1, 24X18X1, 24 X 18 X 1) |  |  |  | 2 |  | 0 | 0 | January | 2027
AHU MT8 1HR | 001 | 011200000002 | 2027-01-15 | 1501001112 | FILTER, 18 X 24 X 1, PLEATED MDL 40 HI-CAP MERV 10 (18X24X1, 24X18X1, 24 X 18 X 1) | 1501001112 - FILTER, 18 X 24 X 1, PLEATED MDL 40 HI-CAP MERV 10 (18X24X1, 24X18X1, 24 X 18 X 1) |  |  |  | 2 |  | 0 | 0 | January | 2027
AHU MT8 1HR | 001 | 011400000001 | 2027-01-15 | 1501001112 | FILTER, 18 X 24 X 1, PLEATED MDL 40 HI-CAP MERV 10 (18X24X1, 24X18X1, 24 X 18 X 1) | 1501001112 - FILTER, 18 X 24 X 1, PLEATED MDL 40 HI-CAP MERV 10 (18X24X1, 24X18X1, 24 X 18 X 1) |  |  |  | 2 |  | 0 | 0 | January | 2027
AHU-GREEK-Q | 001 | 040900000001 | 2027-01-15 00:10 | 1501001928 | FILTER, 20 X 22 X 1, PLEATED MDL 40 HI-CAP MERV 10 (20X22X1) | 1501001928 - FILTER, 20 X 22 X 1, PLEATED MDL 40 HI-CAP MERV 10 (20X22X1) |  |  |  | 4 |  | 1 | 4 | January | 2027
AHU-GREEK-Q | 001 | 040900000001 | 2027-01-15 00:10 | 1501001122 | FILTER, 16 X 25 X 2, PLEATED MDL 40 HI-CAP MERV 10 (16X25X2) | 1501001122 - FILTER, 16 X 25 X 2, PLEATED MDL 40 HI-CAP MERV 10 (16X25X2) |  |  |  | 7 |  | 0 | 0 | January | 2027
B0154 AHU-2 A | 001 | 000000129067 | 2027-01-18 | 1501002236 | FILTER, 30/30, DUAL 9, HIGH-CAPACITY, MERV 9, 16X25X2 | 1501002236 - FILTER, 30/30, DUAL 9, HIGH-CAPACITY, MERV 9, 16X25X2 |  |  |  | 8 |  | 0 | 0 | January | 2027
B0154 AHU-2 A | 001 | 000000129067 | 2027-01-18 | 1501001175 | FILTER, MERV 13, 16 X 25 X 4, PLEATED MDL 40 HI-CAP (16X25X4) | 1501001175 - FILTER, MERV 13, 16 X 25 X 4, PLEATED MDL 40 HI-CAP (16X25X4) |  |  |  | 8 |  | 0 | 0 | January | 2027
FCU 4M SERV T10 | 001 | 000000081036 | 2027-01-18 | 1501001133 | FILTER, 20 X 20 X 1, PLEATED MDL 40 STANDARD MERV 10 (20X20X1) | 1501001133 - FILTER, 20 X 20 X 1, PLEATED MDL 40 STANDARD MERV 10 (20X20X1) |  |  |  | 1 |  | 0 | 0 | January | 2027
FCU 4M SERV T10 | 001 | 000000081037 | 2027-01-18 | 1501001133 | FILTER, 20 X 20 X 1, PLEATED MDL 40 STANDARD MERV 10 (20X20X1) | 1501001133 - FILTER, 20 X 20 X 1, PLEATED MDL 40 STANDARD MERV 10 (20X20X1) |  |  |  | 1 |  | 0 | 0 | January | 2027
FCU 4M SERV T10 | 001 | 000000081051 | 2027-01-18 | 1501001123 | FILTER, 16 X 20 X 2, PLEATED MDL 40 HI-CAP MERV 10 (16X20X2) | 1501001123 - FILTER, 16 X 20 X 2, PLEATED MDL 40 HI-CAP MERV 10 (16X20X2) |  |  |  | 1 |  | 0 | 0 | January | 2027
FCU 4M SERV T10 | 001 | 000000081063 | 2027-01-18 | 1501001133 | FILTER, 20 X 20 X 1, PLEATED MDL 40 STANDARD MERV 10 (20X20X1) | 1501001133 - FILTER, 20 X 20 X 1, PLEATED MDL 40 STANDARD MERV 10 (20X20X1) |  |  |  | 2 |  | 0 | 0 | January | 2027
B0132 T3 F1 Q | 001 | 013200000001 | 2027-01-18 00:19 | 1501001129 | FILTER, 22 X 22 X 1, PLEATED MDL 40 HI-CAP MERV 10 (22X22X1) | 1501001129 - FILTER, 22 X 22 X 1, PLEATED MDL 40 HI-CAP MERV 10 (22X22X1) |  |  |  | 13 |  | 6.6198 | 86.0574 | January | 2027
B0132 T3 F1 Q | 001 | 013200000001 | 2027-01-18 00:19 | 1501001133 | FILTER, 20 X 20 X 1, PLEATED MDL 40 STANDARD MERV 10 (20X20X1) | 1501001133 - FILTER, 20 X 20 X 1, PLEATED MDL 40 STANDARD MERV 10 (20X20X1) |  |  |  | 3 |  | 0 | 0 | January | 2027
B0132 T3 F1 Q | 001 | 013200000001 | 2027-01-18 00:19 | 1501001111 | FILTER, 18 X 18 X 1, PLEATED MDL 40 HI-CAP MERV 10 (18X18X1) | 1501001111 - FILTER, 18 X 18 X 1, PLEATED MDL 40 HI-CAP MERV 10 (18X18X1) |  |  |  | 3 |  | 0 | 0 | January | 2027
B0132 T3 F2 Q | 001 | 013200000002 | 2027-01-18 00:19 | 1501001129 | FILTER, 22 X 22 X 1, PLEATED MDL 40 HI-CAP MERV 10 (22X22X1) | 1501001129 - FILTER, 22 X 22 X 1, PLEATED MDL 40 HI-CAP MERV 10 (22X22X1) |  |  |  | 14 |  | 6.6198 | 92.6772 | January | 2027
B0132 T3 F2 Q | 001 | 013200000002 | 2027-01-18 00:19 | 1501001133 | FILTER, 20 X 20 X 1, PLEATED MDL 40 STANDARD MERV 10 (20X20X1) | 1501001133 - FILTER, 20 X 20 X 1, PLEATED MDL 40 STANDARD MERV 10 (20X20X1) |  |  |  | 3 |  | 0 | 0 | January | 2027
B0156-AHU-Q | 001 | 015600000001 | 2027-01-18 00:20 | 1501001094 | FILTER, 20 X 24 X 2, PLEATED MDL 40 HI-CAP MERV 10 (20X24X2, 24X20X2, 24 X 20 X 2)) | 1501001094 - FILTER, 20 X 24 X 2, PLEATED MDL 40 HI-CAP MERV 10 (20X24X2, 24X20X2, 24 X 20 X 2)) |  |  |  | 12 |  | 0 | 0 | January | 2027
B0156-AHU-Q | 001 | 015600000002 | 2027-01-18 00:20 | 1501001191 | FILTER, 9-1/2"X19-1/2"X2" (ACTUAL SIZE), PLEATED MDL 40 HI-CAP MERV 10 (10X20X2) | 1501001191 - FILTER, 9-1/2"X19-1/2"X2" (ACTUAL SIZE), PLEATED MDL 40 HI-CAP MERV 10 (10X20X2) |  |  |  | 2 |  | 0 | 0 | January | 2027
B0156-AHU-Q | 001 | 015600000001 | 2027-01-18 00:20 | 1501001154 | FILTER, 24 X 30 X 2, PLEATED MDL 40 HI-CAP MERV 10 (24X30X2) | 1501001154 - FILTER, 24 X 30 X 2, PLEATED MDL 40 HI-CAP MERV 10 (24X30X2) |  |  |  | 1 |  | 15.4217 | 15.4217 | January | 2027
B0156-AHU-Q | 001 | 015600000002 | 2027-01-18 00:20 | 1501001094 | FILTER, 20 X 24 X 2, PLEATED MDL 40 HI-CAP MERV 10 (20X24X2, 24X20X2, 24 X 20 X 2)) | 1501001094 - FILTER, 20 X 24 X 2, PLEATED MDL 40 HI-CAP MERV 10 (20X24X2, 24X20X2, 24 X 20 X 2)) |  |  |  | 14 |  | 0 | 0 | January | 2027
B0156-AHU-Q | 001 | 015600000001 | 2027-01-18 00:20 | 1501001122 | FILTER, 16 X 25 X 2, PLEATED MDL 40 HI-CAP MERV 10 (16X25X2) | 1501001122 - FILTER, 16 X 25 X 2, PLEATED MDL 40 HI-CAP MERV 10 (16X25X2) |  |  |  | 4 |  | 0 | 0 | January | 2027
B0156-AHU-Q | 001 | 015600000002 | 2027-01-18 00:20 | 1501001122 | FILTER, 16 X 25 X 2, PLEATED MDL 40 HI-CAP MERV 10 (16X25X2) | 1501001122 - FILTER, 16 X 25 X 2, PLEATED MDL 40 HI-CAP MERV 10 (16X25X2) |  |  |  | 4 |  | 0 | 0 | January | 2027
B0156-AHU-Q | 001 | 015600000001 | 2027-01-18 00:20 | 1501001191 | FILTER, 9-1/2"X19-1/2"X2" (ACTUAL SIZE), PLEATED MDL 40 HI-CAP MERV 10 (10X20X2) | 1501001191 - FILTER, 9-1/2"X19-1/2"X2" (ACTUAL SIZE), PLEATED MDL 40 HI-CAP MERV 10 (10X20X2) |  |  |  | 8 |  | 0 | 0 | January | 2027
B0156-AHU-Q | 001 | 015600000002 | 2027-01-18 00:20 | 1501003009 | FILTER, 14 INCH X 20 INCH X 2 INCH, PLEATED MDL 40 HI-CAP MERV 10 (14X20X2, 14 X 20 X 2) | 1501003009 - FILTER, 14 INCH X 20 INCH X 2 INCH, PLEATED MDL 40 HI-CAP MERV 10 (14X20X2, 14 X 20 X 2) |  |  |  | 2 |  | 0 | 0 | January | 2027
B0156-AHU-Q | 001 | 015600000003 | 2027-01-18 00:20 | 1501001094 | FILTER, 20 X 24 X 2, PLEATED MDL 40 HI-CAP MERV 10 (20X24X2, 24X20X2, 24 X 20 X 2)) | 1501001094 - FILTER, 20 X 24 X 2, PLEATED MDL 40 HI-CAP MERV 10 (20X24X2, 24X20X2, 24 X 20 X 2)) |  |  |  | 14 |  | 0 | 0 | January | 2027
B0156-AHU-Q | 001 | 015600000004 | 2027-01-18 00:20 | 1501001191 | FILTER, 9-1/2"X19-1/2"X2" (ACTUAL SIZE), PLEATED MDL 40 HI-CAP MERV 10 (10X20X2) | 1501001191 - FILTER, 9-1/2"X19-1/2"X2" (ACTUAL SIZE), PLEATED MDL 40 HI-CAP MERV 10 (10X20X2) |  |  |  | 2 |  | 0 | 0 | January | 2027
B0156-AHU-Q | 001 | 015600000003 | 2027-01-18 00:20 | 1501001122 | FILTER, 16 X 25 X 2, PLEATED MDL 40 HI-CAP MERV 10 (16X25X2) | 1501001122 - FILTER, 16 X 25 X 2, PLEATED MDL 40 HI-CAP MERV 10 (16X25X2) |  |  |  | 4 |  | 0 | 0 | January | 2027
B0156-AHU-Q | 001 | 015600000004 | 2027-01-18 00:20 | 1501001094 | FILTER, 20 X 24 X 2, PLEATED MDL 40 HI-CAP MERV 10 (20X24X2, 24X20X2, 24 X 20 X 2)) | 1501001094 - FILTER, 20 X 24 X 2, PLEATED MDL 40 HI-CAP MERV 10 (20X24X2, 24X20X2, 24 X 20 X 2)) |  |  |  | 12 |  | 0 | 0 | January | 2027
B0156-AHU-Q | 001 | 015600000003 | 2027-01-18 00:20 | 1501001191 | FILTER, 9-1/2"X19-1/2"X2" (ACTUAL SIZE), PLEATED MDL 40 HI-CAP MERV 10 (10X20X2) | 1501001191 - FILTER, 9-1/2"X19-1/2"X2" (ACTUAL SIZE), PLEATED MDL 40 HI-CAP MERV 10 (10X20X2) |  |  |  | 2 |  | 0 | 0 | January | 2027
B0156-AHU-Q | 001 | 015600000004 | 2027-01-18 00:20 | 1501001122 | FILTER, 16 X 25 X 2, PLEATED MDL 40 HI-CAP MERV 10 (16X25X2) | 1501001122 - FILTER, 16 X 25 X 2, PLEATED MDL 40 HI-CAP MERV 10 (16X25X2) |  |  |  | 4 |  | 0 | 0 | January | 2027
B0156-AHU-Q | 001 | 015600000004 | 2027-01-18 00:20 | 1501003009 | FILTER, 14 INCH X 20 INCH X 2 INCH, PLEATED MDL 40 HI-CAP MERV 10 (14X20X2, 14 X 20 X 2) | 1501003009 - FILTER, 14 INCH X 20 INCH X 2 INCH, PLEATED MDL 40 HI-CAP MERV 10 (14X20X2, 14 X 20 X 2) |  |  |  | 4 |  | 0 | 0 | January | 2027
B0156-AHU-Q | 001 | 015600000004 | 2027-01-18 00:20 | 1501001121 | FILTER, 20 X 20 X 2, PLEATED MDL 40 STANDARD MERV 10 (20X20X2) | 1501001121 - FILTER, 20 X 20 X 2, PLEATED MDL 40 STANDARD MERV 10 (20X20X2) |  |  |  | 6 |  | 0 | 0 | January | 2027
B0156-AHU-Q | 001 | 015600000004 | 2027-01-18 00:20 | 1501003007 | FILTER, 20 X 24 X 4, PLEATED MDL 40 HI-CAP MERV 10 (20X24X4) | 1501003007 - FILTER, 20 X 24 X 4, PLEATED MDL 40 HI-CAP MERV 10 (20X24X4) |  |  |  | 2 |  | 0 | 0 | January | 2027
B0156-AHU-Q | 001 | 015600000004 | 2027-01-18 00:20 | 1501001145 | FILTER, 24 X 24 X 4, PLEATED MDL 40 HI-CAP MERV 10 (24X24X4) | 1501001145 - FILTER, 24 X 24 X 4, PLEATED MDL 40 HI-CAP MERV 10 (24X24X4) |  |  |  | 4 |  | 0 | 0 | January | 2027
B0156-AHU-Q | 001 | 015600000004 | 2027-01-18 00:20 | 1501001119 | FILTER, 24 X 24 X 2, PLEATED MDL 40 HI-CAP MERV 10 (24X24X2) | 1501001119 - FILTER, 24 X 24 X 2, PLEATED MDL 40 HI-CAP MERV 10 (24X24X2) |  |  |  | 2 |  | 0 | 0 | January | 2027
B0132 T3 F3 Q | 001 | 013200000003 | 2027-01-19 00:19 | 1501001129 | FILTER, 22 X 22 X 1, PLEATED MDL 40 HI-CAP MERV 10 (22X22X1) | 1501001129 - FILTER, 22 X 22 X 1, PLEATED MDL 40 HI-CAP MERV 10 (22X22X1) |  |  |  | 20 |  | 6.6198 | 132.396 | January | 2027
B0132 T3 F3 Q | 001 | 013200000003 | 2027-01-19 00:19 | 1501001133 | FILTER, 20 X 20 X 1, PLEATED MDL 40 STANDARD MERV 10 (20X20X1) | 1501001133 - FILTER, 20 X 20 X 1, PLEATED MDL 40 STANDARD MERV 10 (20X20X1) |  |  |  | 3 |  | 0 | 0 | January | 2027
B0132 T3 F4 Q | 001 | 013200000004 | 2027-01-19 00:19 | 1501001129 | FILTER, 22 X 22 X 1, PLEATED MDL 40 HI-CAP MERV 10 (22X22X1) | 1501001129 - FILTER, 22 X 22 X 1, PLEATED MDL 40 HI-CAP MERV 10 (22X22X1) |  |  |  | 20 |  | 6.6198 | 132.396 | January | 2027
B0132 T3 F4 Q | 001 | 013200000004 | 2027-01-19 00:19 | 1501001133 | FILTER, 20 X 20 X 1, PLEATED MDL 40 STANDARD MERV 10 (20X20X1) | 1501001133 - FILTER, 20 X 20 X 1, PLEATED MDL 40 STANDARD MERV 10 (20X20X1) |  |  |  | 3 |  | 0 | 0 | January | 2027
AHU-Q-1-STRNZ8 | 001 | 011000000002 | 2027-01-20 | 1501001113 | FILTER, 18 X 20 X 1 PLEATED MDL 40 HI-CAP MERV 10 (18X20X1) | 1501001113 - FILTER, 18 X 20 X 1 PLEATED MDL 40 HI-CAP MERV 10 (18X20X1) |  |  |  | 3 |  | 4.4699 | 13.4097 | January | 2027
AHU-Q-1-STRNZ8 | 001 | 011000000003 | 2027-01-20 | 1501001143 | FILTER, 14 X 20 X 1, PLEATED MDL 40 HI-CAP MERV 10 (14X20X1) | 1501001143 - FILTER, 14 X 20 X 1, PLEATED MDL 40 HI-CAP MERV 10 (14X20X1) |  |  |  | 30 |  | 0 | 0 | January | 2027
AHU-Q-1-STRNZ8 | 001 | 015600000001 | 2027-01-20 | 1501001094 | FILTER, 20 X 24 X 2, PLEATED MDL 40 HI-CAP MERV 10 (20X24X2, 24X20X2, 24 X 20 X 2)) | 1501001094 - FILTER, 20 X 24 X 2, PLEATED MDL 40 HI-CAP MERV 10 (20X24X2, 24X20X2, 24 X 20 X 2)) |  |  |  | 12 |  | 0 | 0 | January | 2027
AHU-Q-1-STRNZ8 | 001 | 015600000002 | 2027-01-20 | 1501001191 | FILTER, 9-1/2"X19-1/2"X2" (ACTUAL SIZE), PLEATED MDL 40 HI-CAP MERV 10 (10X20X2) | 1501001191 - FILTER, 9-1/2"X19-1/2"X2" (ACTUAL SIZE), PLEATED MDL 40 HI-CAP MERV 10 (10X20X2) |  |  |  | 2 |  | 0 | 0 | January | 2027
AHU-Q-1-STRNZ8 | 001 | 011000000002 | 2027-01-20 | 1501001143 | FILTER, 14 X 20 X 1, PLEATED MDL 40 HI-CAP MERV 10 (14X20X1) | 1501001143 - FILTER, 14 X 20 X 1, PLEATED MDL 40 HI-CAP MERV 10 (14X20X1) |  |  |  | 30 |  | 0 | 0 | January | 2027
AHU-Q-1-STRNZ8 | 001 | 011000000003 | 2027-01-20 | 1501001113 | FILTER, 18 X 20 X 1 PLEATED MDL 40 HI-CAP MERV 10 (18X20X1) | 1501001113 - FILTER, 18 X 20 X 1 PLEATED MDL 40 HI-CAP MERV 10 (18X20X1) |  |  |  | 2 |  | 4.4699 | 8.9398 | January | 2027
AHU-Q-1-STRNZ8 | 001 | 015600000001 | 2027-01-20 | 1501001154 | FILTER, 24 X 30 X 2, PLEATED MDL 40 HI-CAP MERV 10 (24X30X2) | 1501001154 - FILTER, 24 X 30 X 2, PLEATED MDL 40 HI-CAP MERV 10 (24X30X2) |  |  |  | 1 |  | 15.4217 | 15.4217 | January | 2027
AHU-Q-1-STRNZ8 | 001 | 015600000002 | 2027-01-20 | 1501001094 | FILTER, 20 X 24 X 2, PLEATED MDL 40 HI-CAP MERV 10 (20X24X2, 24X20X2, 24 X 20 X 2)) | 1501001094 - FILTER, 20 X 24 X 2, PLEATED MDL 40 HI-CAP MERV 10 (20X24X2, 24X20X2, 24 X 20 X 2)) |  |  |  | 14 |  | 0 | 0 | January | 2027
AHU-Q-1-STRNZ8 | 001 | 011000000003 | 2027-01-20 | 1501001550 | FILTER, 18 X 25 X 1, (18X25X1), PLEATED MDL 40 HI-CAP MERV 10 | 1501001550 - FILTER, 18 X 25 X 1, (18X25X1), PLEATED MDL 40 HI-CAP MERV 10 |  |  |  | 1 |  | 0 | 0 | January | 2027
AHU-Q-1-STRNZ8 | 001 | 015600000001 | 2027-01-20 | 1501001122 | FILTER, 16 X 25 X 2, PLEATED MDL 40 HI-CAP MERV 10 (16X25X2) | 1501001122 - FILTER, 16 X 25 X 2, PLEATED MDL 40 HI-CAP MERV 10 (16X25X2) |  |  |  | 4 |  | 0 | 0 | January | 2027
AHU-Q-1-STRNZ8 | 001 | 015600000002 | 2027-01-20 | 1501001122 | FILTER, 16 X 25 X 2, PLEATED MDL 40 HI-CAP MERV 10 (16X25X2) | 1501001122 - FILTER, 16 X 25 X 2, PLEATED MDL 40 HI-CAP MERV 10 (16X25X2) |  |  |  | 4 |  | 0 | 0 | January | 2027
AHU-Q-1-STRNZ8 | 001 | 015600000001 | 2027-01-20 | 1501001191 | FILTER, 9-1/2"X19-1/2"X2" (ACTUAL SIZE), PLEATED MDL 40 HI-CAP MERV 10 (10X20X2) | 1501001191 - FILTER, 9-1/2"X19-1/2"X2" (ACTUAL SIZE), PLEATED MDL 40 HI-CAP MERV 10 (10X20X2) |  |  |  | 8 |  | 0 | 0 | January | 2027
AHU-Q-1-STRNZ8 | 001 | 015600000002 | 2027-01-20 | 1501003009 | FILTER, 14 INCH X 20 INCH X 2 INCH, PLEATED MDL 40 HI-CAP MERV 10 (14X20X2, 14 X 20 X 2) | 1501003009 - FILTER, 14 INCH X 20 INCH X 2 INCH, PLEATED MDL 40 HI-CAP MERV 10 (14X20X2, 14 X 20 X 2) |  |  |  | 2 |  | 0 | 0 | January | 2027
DX Q SERV T4 | 001 | 000000035019 | 2027-01-20 | 1501001122 | FILTER, 16 X 25 X 2, PLEATED MDL 40 HI-CAP MERV 10 (16X25X2) | 1501001122 - FILTER, 16 X 25 X 2, PLEATED MDL 40 HI-CAP MERV 10 (16X25X2) |  |  |  | 4 |  | 0 | 0 | January | 2027
DX Q SERV T4 | 001 | 000000035020 | 2027-01-20 | 1501001122 | FILTER, 16 X 25 X 2, PLEATED MDL 40 HI-CAP MERV 10 (16X25X2) | 1501001122 - FILTER, 16 X 25 X 2, PLEATED MDL 40 HI-CAP MERV 10 (16X25X2) |  |  |  | 4 |  | 0 | 0 | January | 2027
DX Q SERV T4 | 001 | 000000035021 | 2027-01-20 | 1501001100 | FILTER, 18 X 18 X 2, PLEATED MDL 40 HI-CAP MERV 10 (18X18X2) | 1501001100 - FILTER, 18 X 18 X 2, PLEATED MDL 40 HI-CAP MERV 10 (18X18X2) |  |  |  | 1 |  | 7.2091 | 7.2091 | January | 2027
DX Q SERV T4 | 001 | 000000035022 | 2027-01-20 | 1501001100 | FILTER, 18 X 18 X 2, PLEATED MDL 40 HI-CAP MERV 10 (18X18X2) | 1501001100 - FILTER, 18 X 18 X 2, PLEATED MDL 40 HI-CAP MERV 10 (18X18X2) |  |  |  | 1 |  | 7.2091 | 7.2091 | January | 2027
DX Q SERV T4 | 001 | 000000035021 | 2027-01-20 | 1501001246 | FILTER, 18 X 20 X 2, PLEATED MDL 40 HI-CAP MERV 10 (18X20X2) | 1501001246 - FILTER, 18 X 20 X 2, PLEATED MDL 40 HI-CAP MERV 10 (18X20X2) |  |  |  | 1 |  | 3.5457 | 3.5457 | January | 2027
DX Q SERV T4 | 001 | 000000035022 | 2027-01-20 | 1501001246 | FILTER, 18 X 20 X 2, PLEATED MDL 40 HI-CAP MERV 10 (18X20X2) | 1501001246 - FILTER, 18 X 20 X 2, PLEATED MDL 40 HI-CAP MERV 10 (18X20X2) |  |  |  | 1 |  | 3.5457 | 3.5457 | January | 2027
B0130 T2 F5 Q | 001 | 013000000005 | 2027-01-20 00:19 | 1501001129 | FILTER, 22 X 22 X 1, PLEATED MDL 40 HI-CAP MERV 10 (22X22X1) | 1501001129 - FILTER, 22 X 22 X 1, PLEATED MDL 40 HI-CAP MERV 10 (22X22X1) |  |  |  | 21 |  | 6.6198 | 139.0158 | January | 2027
B0132 T3 F5 Q | 001 | 013200000005 | 2027-01-20 00:19 | 1501001129 | FILTER, 22 X 22 X 1, PLEATED MDL 40 HI-CAP MERV 10 (22X22X1) | 1501001129 - FILTER, 22 X 22 X 1, PLEATED MDL 40 HI-CAP MERV 10 (22X22X1) |  |  |  | 20 |  | 6.6198 | 132.396 | January | 2027
B0132 T3 F5 Q | 001 | 013200000005 | 2027-01-20 00:19 | 1501001133 | FILTER, 20 X 20 X 1, PLEATED MDL 40 STANDARD MERV 10 (20X20X1) | 1501001133 - FILTER, 20 X 20 X 1, PLEATED MDL 40 STANDARD MERV 10 (20X20X1) |  |  |  | 3 |  | 0 | 0 | January | 2027
B0132 T3 F6 Q | 001 | 013200000006 | 2027-01-20 00:19 | 1501001129 | FILTER, 22 X 22 X 1, PLEATED MDL 40 HI-CAP MERV 10 (22X22X1) | 1501001129 - FILTER, 22 X 22 X 1, PLEATED MDL 40 HI-CAP MERV 10 (22X22X1) |  |  |  | 17 |  | 6.6198 | 112.5366 | January | 2027
B0132 T3 F6 Q | 001 | 013200000006 | 2027-01-20 00:19 | 1501001133 | FILTER, 20 X 20 X 1, PLEATED MDL 40 STANDARD MERV 10 (20X20X1) | 1501001133 - FILTER, 20 X 20 X 1, PLEATED MDL 40 STANDARD MERV 10 (20X20X1) |  |  |  | 3 |  | 0 | 0 | January | 2027
AHU-Q-1-HSNGZ9 | 001 | 041100000001 | 2027-01-21 00:10 | 1501001617 | FILTER, 20 X 24 X 1, PLEATED MDL 40 HI-CAP MERV 10 (20X24X1) | 1501001617 - FILTER, 20 X 24 X 1, PLEATED MDL 40 HI-CAP MERV 10 (20X24X1) |  |  |  | 2 |  | 7.5693 | 15.1386 | January | 2027
AHU-Q-1-HSNGZ9 | 001 | 041100000002 | 2027-01-21 00:10 | 1501001122 | FILTER, 16 X 25 X 2, PLEATED MDL 40 HI-CAP MERV 10 (16X25X2) | 1501001122 - FILTER, 16 X 25 X 2, PLEATED MDL 40 HI-CAP MERV 10 (16X25X2) |  |  |  | 13 |  | 0 | 0 | January | 2027
AHU-Q-1-HSNGZ9 | 001 | 041500000001 | 2027-01-21 00:10 | 1501001121 | FILTER, 20 X 20 X 2, PLEATED MDL 40 STANDARD MERV 10 (20X20X2) | 1501001121 - FILTER, 20 X 20 X 2, PLEATED MDL 40 STANDARD MERV 10 (20X20X2) |  |  |  | 2 |  | 0 | 0 | January | 2027
AHU-Q-1-HSNGZ9 | 001 | 041600000001 | 2027-01-21 00:10 | 1501001121 | FILTER, 20 X 20 X 2, PLEATED MDL 40 STANDARD MERV 10 (20X20X2) | 1501001121 - FILTER, 20 X 20 X 2, PLEATED MDL 40 STANDARD MERV 10 (20X20X2) |  |  |  | 2 |  | 0 | 0 | January | 2027
AHU-Q-1-HSNGZ9 | 001 | 041100000001 | 2027-01-21 00:10 | 1501001133 | FILTER, 20 X 20 X 1, PLEATED MDL 40 STANDARD MERV 10 (20X20X1) | 1501001133 - FILTER, 20 X 20 X 1, PLEATED MDL 40 STANDARD MERV 10 (20X20X1) |  |  |  | 1 |  | 0 | 0 | January | 2027
AHU-Q-1-HSNGZ9 | 001 | 041500000001 | 2027-01-21 00:10 | 1501001176 | FILTER, MERV 13, 20 X 20 X 4, PLEATED MDL 40 HI-CAP (20X20X4) | 1501001176 - FILTER, MERV 13, 20 X 20 X 4, PLEATED MDL 40 HI-CAP (20X20X4) |  |  |  | 2 |  | 20.58 | 41.16 | January | 2027
AHU-Q-1-HSNGZ9 | 001 | 041600000001 | 2027-01-21 00:10 | 1501001176 | FILTER, MERV 13, 20 X 20 X 4, PLEATED MDL 40 HI-CAP (20X20X4) | 1501001176 - FILTER, MERV 13, 20 X 20 X 4, PLEATED MDL 40 HI-CAP (20X20X4) |  |  |  | 2 |  | 20.58 | 41.16 | January | 2027
AHU-Q-1-HSNGZ9 | 001 | 041100000001 | 2027-01-21 00:10 | 1501001122 | FILTER, 16 X 25 X 2, PLEATED MDL 40 HI-CAP MERV 10 (16X25X2) | 1501001122 - FILTER, 16 X 25 X 2, PLEATED MDL 40 HI-CAP MERV 10 (16X25X2) |  |  |  | 6 |  | 0 | 0 | January | 2027
AHU-Q-1-HSNGZ9 | 001 | 041500000001 | 2027-01-21 00:10 | 1501001910 | FILTER, 20 X 25 X 2, PLEATED MDL 40 HI-CAP MERV 10 (20X25X2) | 1501001910 - FILTER, 20 X 25 X 2, PLEATED MDL 40 HI-CAP MERV 10 (20X25X2) |  |  |  | 2 |  | 0 | 0 | January | 2027
AHU-Q-1-HSNGZ9 | 001 | 041600000001 | 2027-01-21 00:10 | 1501001910 | FILTER, 20 X 25 X 2, PLEATED MDL 40 HI-CAP MERV 10 (20X25X2) | 1501001910 - FILTER, 20 X 25 X 2, PLEATED MDL 40 HI-CAP MERV 10 (20X25X2) |  |  |  | 2 |  | 0 | 0 | January | 2027
AHU-Q-1-HSNGZ9 | 001 | 041500000001 | 2027-01-21 00:10 | 1501001179 | FILTER, MERV 13, 20 X 25 X 4, PLEATED MDL 40 HI-CAP (20X25X4) | 1501001179 - FILTER, MERV 13, 20 X 25 X 4, PLEATED MDL 40 HI-CAP (20X25X4) |  |  |  | 2 |  | 0 | 0 | January | 2027
AHU-Q-1-HSNGZ9 | 001 | 041600000001 | 2027-01-21 00:10 | 1501001179 | FILTER, MERV 13, 20 X 25 X 4, PLEATED MDL 40 HI-CAP (20X25X4) | 1501001179 - FILTER, MERV 13, 20 X 25 X 4, PLEATED MDL 40 HI-CAP (20X25X4) |  |  |  | 2 |  | 0 | 0 | January | 2027
AHU-Q-1-HSNGZ9 | 001 | 041500000001 | 2027-01-21 00:10 | 1501001177 | FILTER, MERV 13, 20 X 24 X 4, PLEATED MDL 40 HI-CAP (20X24X4) | 1501001177 - FILTER, MERV 13, 20 X 24 X 4, PLEATED MDL 40 HI-CAP (20X24X4) |  |  |  | 4 |  | 21.1864 | 84.7456 | January | 2027
AHU-Q-1-HSNGZ9 | 001 | 041600000001 | 2027-01-21 00:10 | 1501001177 | FILTER, MERV 13, 20 X 24 X 4, PLEATED MDL 40 HI-CAP (20X24X4) | 1501001177 - FILTER, MERV 13, 20 X 24 X 4, PLEATED MDL 40 HI-CAP (20X24X4) |  |  |  | 4 |  | 21.1864 | 84.7456 | January | 2027
AHU-Q-1-HSNGZ9 | 001 | 041500000001 | 2027-01-21 00:10 | 1501001094 | FILTER, 20 X 24 X 2, PLEATED MDL 40 HI-CAP MERV 10 (20X24X2, 24X20X2, 24 X 20 X 2)) | 1501001094 - FILTER, 20 X 24 X 2, PLEATED MDL 40 HI-CAP MERV 10 (20X24X2, 24X20X2, 24 X 20 X 2)) |  |  |  | 4 |  | 0 | 0 | January | 2027
AHU-Q-1-HSNGZ9 | 001 | 041600000001 | 2027-01-21 00:10 | 1501001094 | FILTER, 20 X 24 X 2, PLEATED MDL 40 HI-CAP MERV 10 (20X24X2, 24X20X2, 24 X 20 X 2)) | 1501001094 - FILTER, 20 X 24 X 2, PLEATED MDL 40 HI-CAP MERV 10 (20X24X2, 24X20X2, 24 X 20 X 2)) |  |  |  | 4 |  | 0 | 0 | January | 2027
AHU-Q-1-HSNGZ9 | 001 | 041600000002 | 2027-01-21 00:10 | 1501001910 | FILTER, 20 X 25 X 2, PLEATED MDL 40 HI-CAP MERV 10 (20X25X2) | 1501001910 - FILTER, 20 X 25 X 2, PLEATED MDL 40 HI-CAP MERV 10 (20X25X2) |  |  |  | 2 |  | 0 | 0 | January | 2027
AHU-Q-1-HSNGZ9 | 001 | 041700000001 | 2027-01-21 00:10 | 1501001121 | FILTER, 20 X 20 X 2, PLEATED MDL 40 STANDARD MERV 10 (20X20X2) | 1501001121 - FILTER, 20 X 20 X 2, PLEATED MDL 40 STANDARD MERV 10 (20X20X2) |  |  |  | 2 |  | 0 | 0 | January | 2027
AHU-Q-1-HSNGZ9 | 001 | 041700000002 | 2027-01-21 00:10 | 1501001910 | FILTER, 20 X 25 X 2, PLEATED MDL 40 HI-CAP MERV 10 (20X25X2) | 1501001910 - FILTER, 20 X 25 X 2, PLEATED MDL 40 HI-CAP MERV 10 (20X25X2) |  |  |  | 2 |  | 0 | 0 | January | 2027
AHU-Q-1-HSNGZ9 | 001 | 041600000002 | 2027-01-21 00:10 | 1501001179 | FILTER, MERV 13, 20 X 25 X 4, PLEATED MDL 40 HI-CAP (20X25X4) | 1501001179 - FILTER, MERV 13, 20 X 25 X 4, PLEATED MDL 40 HI-CAP (20X25X4) |  |  |  | 2 |  | 0 | 0 | January | 2027
AHU-Q-1-HSNGZ9 | 001 | 041700000001 | 2027-01-21 00:10 | 1501001176 | FILTER, MERV 13, 20 X 20 X 4, PLEATED MDL 40 HI-CAP (20X20X4) | 1501001176 - FILTER, MERV 13, 20 X 20 X 4, PLEATED MDL 40 HI-CAP (20X20X4) |  |  |  | 2 |  | 20.58 | 41.16 | January | 2027
AHU-Q-1-HSNGZ9 | 001 | 041700000002 | 2027-01-21 00:10 | 1501001179 | FILTER, MERV 13, 20 X 25 X 4, PLEATED MDL 40 HI-CAP (20X25X4) | 1501001179 - FILTER, MERV 13, 20 X 25 X 4, PLEATED MDL 40 HI-CAP (20X25X4) |  |  |  | 2 |  | 0 | 0 | January | 2027
AHU-Q-1-HSNGZ9 | 001 | 041600000002 | 2027-01-21 00:10 | 1501001175 | FILTER, MERV 13, 16 X 25 X 4, PLEATED MDL 40 HI-CAP (16X25X4) | 1501001175 - FILTER, MERV 13, 16 X 25 X 4, PLEATED MDL 40 HI-CAP (16X25X4) |  |  |  | 1 |  | 0 | 0 | January | 2027
AHU-Q-1-HSNGZ9 | 001 | 041700000001 | 2027-01-21 00:10 | 1501001094 | FILTER, 20 X 24 X 2, PLEATED MDL 40 HI-CAP MERV 10 (20X24X2, 24X20X2, 24 X 20 X 2)) | 1501001094 - FILTER, 20 X 24 X 2, PLEATED MDL 40 HI-CAP MERV 10 (20X24X2, 24X20X2, 24 X 20 X 2)) |  |  |  | 4 |  | 0 | 0 | January | 2027
AHU-Q-1-HSNGZ9 | 001 | 041700000002 | 2027-01-21 00:10 | 1501001122 | FILTER, 16 X 25 X 2, PLEATED MDL 40 HI-CAP MERV 10 (16X25X2) | 1501001122 - FILTER, 16 X 25 X 2, PLEATED MDL 40 HI-CAP MERV 10 (16X25X2) |  |  |  | 1 |  | 0 | 0 | January | 2027
AHU-Q-1-HSNGZ9 | 001 | 041600000002 | 2027-01-21 00:10 | 1501001122 | FILTER, 16 X 25 X 2, PLEATED MDL 40 HI-CAP MERV 10 (16X25X2) | 1501001122 - FILTER, 16 X 25 X 2, PLEATED MDL 40 HI-CAP MERV 10 (16X25X2) |  |  |  | 1 |  | 0 | 0 | January | 2027
AHU-Q-1-HSNGZ9 | 001 | 041700000001 | 2027-01-21 00:10 | 1501001177 | FILTER, MERV 13, 20 X 24 X 4, PLEATED MDL 40 HI-CAP (20X24X4) | 1501001177 - FILTER, MERV 13, 20 X 24 X 4, PLEATED MDL 40 HI-CAP (20X24X4) |  |  |  | 4 |  | 21.1864 | 84.7456 | January | 2027
AHU-Q-1-HSNGZ9 | 001 | 041700000002 | 2027-01-21 00:10 | 1501001175 | FILTER, MERV 13, 16 X 25 X 4, PLEATED MDL 40 HI-CAP (16X25X4) | 1501001175 - FILTER, MERV 13, 16 X 25 X 4, PLEATED MDL 40 HI-CAP (16X25X4) |  |  |  | 1 |  | 0 | 0 | January | 2027
AHU-Q-1-HSNGZ9 | 001 | 041700000001 | 2027-01-21 00:10 | 1501001910 | FILTER, 20 X 25 X 2, PLEATED MDL 40 HI-CAP MERV 10 (20X25X2) | 1501001910 - FILTER, 20 X 25 X 2, PLEATED MDL 40 HI-CAP MERV 10 (20X25X2) |  |  |  | 2 |  | 0 | 0 | January | 2027
AHU-Q-1-HSNGZ9 | 001 | 041700000001 | 2027-01-21 00:10 | 1501001179 | FILTER, MERV 13, 20 X 25 X 4, PLEATED MDL 40 HI-CAP (20X25X4) | 1501001179 - FILTER, MERV 13, 20 X 25 X 4, PLEATED MDL 40 HI-CAP (20X25X4) |  |  |  | 2 |  | 0 | 0 | January | 2027
B0132 T3 F7 Q | 001 | 013200000007 | 2027-01-21 00:19 | 1501001129 | FILTER, 22 X 22 X 1, PLEATED MDL 40 HI-CAP MERV 10 (22X22X1) | 1501001129 - FILTER, 22 X 22 X 1, PLEATED MDL 40 HI-CAP MERV 10 (22X22X1) |  |  |  | 17 |  | 6.6198 | 112.5366 | January | 2027
B0132 T3 F7 Q | 001 | 013200000007 | 2027-01-21 00:19 | 1501001133 | FILTER, 20 X 20 X 1, PLEATED MDL 40 STANDARD MERV 10 (20X20X1) | 1501001133 - FILTER, 20 X 20 X 1, PLEATED MDL 40 STANDARD MERV 10 (20X20X1) |  |  |  | 2 |  | 0 | 0 | January | 2027
B0133 T4 F1 Q | 001 | 013300000001 | 2027-01-25 00:19 | 1501001129 | FILTER, 22 X 22 X 1, PLEATED MDL 40 HI-CAP MERV 10 (22X22X1) | 1501001129 - FILTER, 22 X 22 X 1, PLEATED MDL 40 HI-CAP MERV 10 (22X22X1) |  |  |  | 20 |  | 6.6198 | 132.396 | January | 2027
B0133 T4 F1 Q | 001 | 013300000001 | 2027-01-25 00:19 | 1501001133 | FILTER, 20 X 20 X 1, PLEATED MDL 40 STANDARD MERV 10 (20X20X1) | 1501001133 - FILTER, 20 X 20 X 1, PLEATED MDL 40 STANDARD MERV 10 (20X20X1) |  |  |  | 5 |  | 0 | 0 | January | 2027
B0133 T4 F1 Q | 001 | 013300000001 | 2027-01-25 00:19 | 1501001111 | FILTER, 18 X 18 X 1, PLEATED MDL 40 HI-CAP MERV 10 (18X18X1) | 1501001111 - FILTER, 18 X 18 X 1, PLEATED MDL 40 HI-CAP MERV 10 (18X18X1) |  |  |  | 3 |  | 0 | 0 | January | 2027
B0133 T4 F2 Q | 001 | 013300000002 | 2027-01-25 00:19 | 1501001129 | FILTER, 22 X 22 X 1, PLEATED MDL 40 HI-CAP MERV 10 (22X22X1) | 1501001129 - FILTER, 22 X 22 X 1, PLEATED MDL 40 HI-CAP MERV 10 (22X22X1) |  |  |  | 20 |  | 6.6198 | 132.396 | January | 2027
B0133 T4 F2 Q | 001 | 013300000002 | 2027-01-25 00:19 | 1501001133 | FILTER, 20 X 20 X 1, PLEATED MDL 40 STANDARD MERV 10 (20X20X1) | 1501001133 - FILTER, 20 X 20 X 1, PLEATED MDL 40 STANDARD MERV 10 (20X20X1) |  |  |  | 3 |  | 0 | 0 | January | 2027
B8152 AHU A | 001 | 000006094840 | 2027-01-25 00:23 | 1501001210 | FILTER, MERV 13, 20 X 20 X 2, PLEATED MDL 40 HI-CAP (20X20X2) | 1501001210 - FILTER, MERV 13, 20 X 20 X 2, PLEATED MDL 40 HI-CAP (20X20X2) |  |  |  | 2 |  | 14.6882 | 29.3764 | January | 2027
B8152 AHU A | 001 | 000006094840 | 2027-01-25 00:23 | 1501001395 | BELT, #BX-40, BX40 (COG TYPE) | 1501001395 - BELT, #BX-40, BX40 (COG TYPE) |  |  |  | 1 |  | 0 | 0 | January | 2027
B0133 T4 F3 Q | 001 | 013300000003 | 2027-01-26 00:19 | 1501001129 | FILTER, 22 X 22 X 1, PLEATED MDL 40 HI-CAP MERV 10 (22X22X1) | 1501001129 - FILTER, 22 X 22 X 1, PLEATED MDL 40 HI-CAP MERV 10 (22X22X1) |  |  |  | 20 |  | 6.6198 | 132.396 | January | 2027
B0133 T4 F3 Q | 001 | 013300000003 | 2027-01-26 00:19 | 1501001133 | FILTER, 20 X 20 X 1, PLEATED MDL 40 STANDARD MERV 10 (20X20X1) | 1501001133 - FILTER, 20 X 20 X 1, PLEATED MDL 40 STANDARD MERV 10 (20X20X1) |  |  |  | 3 |  | 0 | 0 | January | 2027
B0133 T4 F4 Q | 001 | 013300000004 | 2027-01-26 00:19 | 1501001129 | FILTER, 22 X 22 X 1, PLEATED MDL 40 HI-CAP MERV 10 (22X22X1) | 1501001129 - FILTER, 22 X 22 X 1, PLEATED MDL 40 HI-CAP MERV 10 (22X22X1) |  |  |  | 20 |  | 6.6198 | 132.396 | January | 2027
B0133 T4 F4 Q | 001 | 013300000004 | 2027-01-26 00:19 | 1501001133 | FILTER, 20 X 20 X 1, PLEATED MDL 40 STANDARD MERV 10 (20X20X1) | 1501001133 - FILTER, 20 X 20 X 1, PLEATED MDL 40 STANDARD MERV 10 (20X20X1) |  |  |  | 3 |  | 0 | 0 | January | 2027
AHU-Q-1-HSNGZ8 | 001 | 011100000001 | 2027-01-27 | 1501001112 | FILTER, 18 X 24 X 1, PLEATED MDL 40 HI-CAP MERV 10 (18X24X1, 24X18X1, 24 X 18 X 1) | 1501001112 - FILTER, 18 X 24 X 1, PLEATED MDL 40 HI-CAP MERV 10 (18X24X1, 24X18X1, 24 X 18 X 1) |  |  |  | 13 |  | 0 | 0 | January | 2027
AHU-Q-1-HSNGZ8 | 001 | 011100000002 | 2027-01-27 | 1501001112 | FILTER, 18 X 24 X 1, PLEATED MDL 40 HI-CAP MERV 10 (18X24X1, 24X18X1, 24 X 18 X 1) | 1501001112 - FILTER, 18 X 24 X 1, PLEATED MDL 40 HI-CAP MERV 10 (18X24X1, 24X18X1, 24 X 18 X 1) |  |  |  | 13 |  | 0 | 0 | January | 2027
AHU-Q-1-HSNGZ8 | 001 | 011100000003 | 2027-01-27 | 1501001112 | FILTER, 18 X 24 X 1, PLEATED MDL 40 HI-CAP MERV 10 (18X24X1, 24X18X1, 24 X 18 X 1) | 1501001112 - FILTER, 18 X 24 X 1, PLEATED MDL 40 HI-CAP MERV 10 (18X24X1, 24X18X1, 24 X 18 X 1) |  |  |  | 13 |  | 0 | 0 | January | 2027
AHU-Q-1-HSNGZ8 | 001 | 011100000004 | 2027-01-27 | 1501001112 | FILTER, 18 X 24 X 1, PLEATED MDL 40 HI-CAP MERV 10 (18X24X1, 24X18X1, 24 X 18 X 1) | 1501001112 - FILTER, 18 X 24 X 1, PLEATED MDL 40 HI-CAP MERV 10 (18X24X1, 24X18X1, 24 X 18 X 1) |  |  |  | 7 |  | 0 | 0 | January | 2027
AHU-Q-1-STRNZ8 | 001 | 015600000003 | 2027-01-27 | 1501001094 | FILTER, 20 X 24 X 2, PLEATED MDL 40 HI-CAP MERV 10 (20X24X2, 24X20X2, 24 X 20 X 2)) | 1501001094 - FILTER, 20 X 24 X 2, PLEATED MDL 40 HI-CAP MERV 10 (20X24X2, 24X20X2, 24 X 20 X 2)) |  |  |  | 14 |  | 0 | 0 | January | 2027
AHU-Q-1-STRNZ8 | 001 | 015600000004 | 2027-01-27 | 1501001191 | FILTER, 9-1/2"X19-1/2"X2" (ACTUAL SIZE), PLEATED MDL 40 HI-CAP MERV 10 (10X20X2) | 1501001191 - FILTER, 9-1/2"X19-1/2"X2" (ACTUAL SIZE), PLEATED MDL 40 HI-CAP MERV 10 (10X20X2) |  |  |  | 2 |  | 0 | 0 | January | 2027
AHU-Q-1-STRNZ8 | 001 | 015700000001 | 2027-01-27 | 1501001191 | FILTER, 9-1/2"X19-1/2"X2" (ACTUAL SIZE), PLEATED MDL 40 HI-CAP MERV 10 (10X20X2) | 1501001191 - FILTER, 9-1/2"X19-1/2"X2" (ACTUAL SIZE), PLEATED MDL 40 HI-CAP MERV 10 (10X20X2) |  |  |  | 8 |  | 0 | 0 | January | 2027
AHU-Q-1-STRNZ8 | 001 | 015700000002 | 2027-01-27 | 1501001191 | FILTER, 9-1/2"X19-1/2"X2" (ACTUAL SIZE), PLEATED MDL 40 HI-CAP MERV 10 (10X20X2) | 1501001191 - FILTER, 9-1/2"X19-1/2"X2" (ACTUAL SIZE), PLEATED MDL 40 HI-CAP MERV 10 (10X20X2) |  |  |  | 2 |  | 0 | 0 | January | 2027
AHU-Q-1-STRNZ8 | 001 | 015600000003 | 2027-01-27 | 1501001122 | FILTER, 16 X 25 X 2, PLEATED MDL 40 HI-CAP MERV 10 (16X25X2) | 1501001122 - FILTER, 16 X 25 X 2, PLEATED MDL 40 HI-CAP MERV 10 (16X25X2) |  |  |  | 4 |  | 0 | 0 | January | 2027
AHU-Q-1-STRNZ8 | 001 | 015600000004 | 2027-01-27 | 1501001094 | FILTER, 20 X 24 X 2, PLEATED MDL 40 HI-CAP MERV 10 (20X24X2, 24X20X2, 24 X 20 X 2)) | 1501001094 - FILTER, 20 X 24 X 2, PLEATED MDL 40 HI-CAP MERV 10 (20X24X2, 24X20X2, 24 X 20 X 2)) |  |  |  | 12 |  | 0 | 0 | January | 2027
AHU-Q-1-STRNZ8 | 001 | 015700000001 | 2027-01-27 | 1501001094 | FILTER, 20 X 24 X 2, PLEATED MDL 40 HI-CAP MERV 10 (20X24X2, 24X20X2, 24 X 20 X 2)) | 1501001094 - FILTER, 20 X 24 X 2, PLEATED MDL 40 HI-CAP MERV 10 (20X24X2, 24X20X2, 24 X 20 X 2)) |  |  |  | 9 |  | 0 | 0 | January | 2027
AHU-Q-1-STRNZ8 | 001 | 015700000002 | 2027-01-27 | 1501001094 | FILTER, 20 X 24 X 2, PLEATED MDL 40 HI-CAP MERV 10 (20X24X2, 24X20X2, 24 X 20 X 2)) | 1501001094 - FILTER, 20 X 24 X 2, PLEATED MDL 40 HI-CAP MERV 10 (20X24X2, 24X20X2, 24 X 20 X 2)) |  |  |  | 14 |  | 0 | 0 | January | 2027
AHU-Q-1-STRNZ8 | 001 | 015600000003 | 2027-01-27 | 1501001191 | FILTER, 9-1/2"X19-1/2"X2" (ACTUAL SIZE), PLEATED MDL 40 HI-CAP MERV 10 (10X20X2) | 1501001191 - FILTER, 9-1/2"X19-1/2"X2" (ACTUAL SIZE), PLEATED MDL 40 HI-CAP MERV 10 (10X20X2) |  |  |  | 2 |  | 0 | 0 | January | 2027
AHU-Q-1-STRNZ8 | 001 | 015600000004 | 2027-01-27 | 1501001122 | FILTER, 16 X 25 X 2, PLEATED MDL 40 HI-CAP MERV 10 (16X25X2) | 1501001122 - FILTER, 16 X 25 X 2, PLEATED MDL 40 HI-CAP MERV 10 (16X25X2) |  |  |  | 4 |  | 0 | 0 | January | 2027
AHU-Q-1-STRNZ8 | 001 | 015700000001 | 2027-01-27 | 1501001154 | FILTER, 24 X 30 X 2, PLEATED MDL 40 HI-CAP MERV 10 (24X30X2) | 1501001154 - FILTER, 24 X 30 X 2, PLEATED MDL 40 HI-CAP MERV 10 (24X30X2) |  |  |  | 1 |  | 15.4217 | 15.4217 | January | 2027
AHU-Q-1-STRNZ8 | 001 | 015700000002 | 2027-01-27 | 1501001122 | FILTER, 16 X 25 X 2, PLEATED MDL 40 HI-CAP MERV 10 (16X25X2) | 1501001122 - FILTER, 16 X 25 X 2, PLEATED MDL 40 HI-CAP MERV 10 (16X25X2) |  |  |  | 4 |  | 0 | 0 | January | 2027
AHU-Q-1-STRNZ8 | 001 | 015600000004 | 2027-01-27 | 1501003009 | FILTER, 14 INCH X 20 INCH X 2 INCH, PLEATED MDL 40 HI-CAP MERV 10 (14X20X2, 14 X 20 X 2) | 1501003009 - FILTER, 14 INCH X 20 INCH X 2 INCH, PLEATED MDL 40 HI-CAP MERV 10 (14X20X2, 14 X 20 X 2) |  |  |  | 4 |  | 0 | 0 | January | 2027
AHU-Q-1-STRNZ8 | 001 | 015700000001 | 2027-01-27 | 1501001149 | FILTER, 18 X 30 X 2, PLEATED MDL 40 HI-CAP MERV 10 , (18X30X2) | 1501001149 - FILTER, 18 X 30 X 2, PLEATED MDL 40 HI-CAP MERV 10 , (18X30X2) |  |  |  | 2 |  | 11.1902 | 22.3804 | January | 2027
AHU-Q-1-STRNZ8 | 001 | 015700000002 | 2027-01-27 | 1501003009 | FILTER, 14 INCH X 20 INCH X 2 INCH, PLEATED MDL 40 HI-CAP MERV 10 (14X20X2, 14 X 20 X 2) | 1501003009 - FILTER, 14 INCH X 20 INCH X 2 INCH, PLEATED MDL 40 HI-CAP MERV 10 (14X20X2, 14 X 20 X 2) |  |  |  | 2 |  | 0 | 0 | January | 2027
AHU-Q-1-STRNZ8 | 001 | 015600000004 | 2027-01-27 | 1501001121 | FILTER, 20 X 20 X 2, PLEATED MDL 40 STANDARD MERV 10 (20X20X2) | 1501001121 - FILTER, 20 X 20 X 2, PLEATED MDL 40 STANDARD MERV 10 (20X20X2) |  |  |  | 6 |  | 0 | 0 | January | 2027
AHU-Q-1-STRNZ8 | 001 | 015700000001 | 2027-01-27 | 1501001162 | FILTER, 12 X 24 X 4, PLEATED MDL 40 HI-CAP MERV 10 (12X24X4) | 1501001162 - FILTER, 12 X 24 X 4, PLEATED MDL 40 HI-CAP MERV 10 (12X24X4) |  |  |  | 3 |  | 6.3852 | 19.1556 | January | 2027
AHU-Q-1-STRNZ8 | 001 | 015600000004 | 2027-01-27 | 1501003007 | FILTER, 20 X 24 X 4, PLEATED MDL 40 HI-CAP MERV 10 (20X24X4) | 1501003007 - FILTER, 20 X 24 X 4, PLEATED MDL 40 HI-CAP MERV 10 (20X24X4) |  |  |  | 2 |  | 0 | 0 | January | 2027
AHU-Q-1-STRNZ8 | 001 | 015700000001 | 2027-01-27 | 1501001145 | FILTER, 24 X 24 X 4, PLEATED MDL 40 HI-CAP MERV 10 (24X24X4) | 1501001145 - FILTER, 24 X 24 X 4, PLEATED MDL 40 HI-CAP MERV 10 (24X24X4) |  |  |  | 6 |  | 0 | 0 | January | 2027
AHU-Q-1-STRNZ8 | 001 | 015600000004 | 2027-01-27 | 1501001145 | FILTER, 24 X 24 X 4, PLEATED MDL 40 HI-CAP MERV 10 (24X24X4) | 1501001145 - FILTER, 24 X 24 X 4, PLEATED MDL 40 HI-CAP MERV 10 (24X24X4) |  |  |  | 4 |  | 0 | 0 | January | 2027
AHU-Q-1-STRNZ8 | 001 | 015600000004 | 2027-01-27 | 1501001119 | FILTER, 24 X 24 X 2, PLEATED MDL 40 HI-CAP MERV 10 (24X24X2) | 1501001119 - FILTER, 24 X 24 X 2, PLEATED MDL 40 HI-CAP MERV 10 (24X24X2) |  |  |  | 2 |  | 0 | 0 | January | 2027
B0130 T2 F6 Q | 001 | 013000000006 | 2027-01-27 00:19 | 1501001129 | FILTER, 22 X 22 X 1, PLEATED MDL 40 HI-CAP MERV 10 (22X22X1) | 1501001129 - FILTER, 22 X 22 X 1, PLEATED MDL 40 HI-CAP MERV 10 (22X22X1) |  |  |  | 21 |  | 6.6198 | 139.0158 | January | 2027
B0133 T4 F5 Q | 001 | 013300000005 | 2027-01-27 00:19 | 1501001129 | FILTER, 22 X 22 X 1, PLEATED MDL 40 HI-CAP MERV 10 (22X22X1) | 1501001129 - FILTER, 22 X 22 X 1, PLEATED MDL 40 HI-CAP MERV 10 (22X22X1) |  |  |  | 20 |  | 6.6198 | 132.396 | January | 2027
B0133 T4 F5 Q | 001 | 013300000005 | 2027-01-27 00:19 | 1501001133 | FILTER, 20 X 20 X 1, PLEATED MDL 40 STANDARD MERV 10 (20X20X1) | 1501001133 - FILTER, 20 X 20 X 1, PLEATED MDL 40 STANDARD MERV 10 (20X20X1) |  |  |  | 3 |  | 0 | 0 | January | 2027
B0133 T4 F6 Q | 001 | 013300000006 | 2027-01-27 00:19 | 1501001129 | FILTER, 22 X 22 X 1, PLEATED MDL 40 HI-CAP MERV 10 (22X22X1) | 1501001129 - FILTER, 22 X 22 X 1, PLEATED MDL 40 HI-CAP MERV 10 (22X22X1) |  |  |  | 17 |  | 6.6198 | 112.5366 | January | 2027
B0133 T4 F6 Q | 001 | 013300000006 | 2027-01-27 00:19 | 1501001133 | FILTER, 20 X 20 X 1, PLEATED MDL 40 STANDARD MERV 10 (20X20X1) | 1501001133 - FILTER, 20 X 20 X 1, PLEATED MDL 40 STANDARD MERV 10 (20X20X1) |  |  |  | 3 |  | 0 | 0 | January | 2027
B8126 CRU-2 Q | 001 | 000000314029 | 2027-01-28 00:05 | 1501001911 | FILTER, 16 X 25 X 4, PLEATED MDL 40 HI-CAP MERV 10 (16X25X4) | 1501001911 - FILTER, 16 X 25 X 4, PLEATED MDL 40 HI-CAP MERV 10 (16X25X4) |  |  |  | 7 |  | 0 | 0 | January | 2027
B0133 T4 F7 Q | 001 | 013300000007 | 2027-01-28 00:19 | 1501001129 | FILTER, 22 X 22 X 1, PLEATED MDL 40 HI-CAP MERV 10 (22X22X1) | 1501001129 - FILTER, 22 X 22 X 1, PLEATED MDL 40 HI-CAP MERV 10 (22X22X1) |  |  |  | 17 |  | 6.6198 | 112.5366 | January | 2027
B0133 T4 F7 Q | 001 | 013300000007 | 2027-01-28 00:19 | 1501001133 | FILTER, 20 X 20 X 1, PLEATED MDL 40 STANDARD MERV 10 (20X20X1) | 1501001133 - FILTER, 20 X 20 X 1, PLEATED MDL 40 STANDARD MERV 10 (20X20X1) |  |  |  | 2 |  | 0 | 0 | January | 2027
B0133 T4 F7 Q | 001 | 013300000007 | 2027-01-28 00:19 | 1501001111 | FILTER, 18 X 18 X 1, PLEATED MDL 40 HI-CAP MERV 10 (18X18X1) | 1501001111 - FILTER, 18 X 18 X 1, PLEATED MDL 40 HI-CAP MERV 10 (18X18X1) |  |  |  | 3 |  | 0 | 0 | January | 2027
B0162-AHU-Q | 001 | 000002100008 | 2027-02-01 00:05 | 1501001928 | FILTER, 20 X 22 X 1, PLEATED MDL 40 HI-CAP MERV 10 (20X22X1) | 1501001928 - FILTER, 20 X 22 X 1, PLEATED MDL 40 HI-CAP MERV 10 (20X22X1) |  |  |  | 1 |  | 1 | 1 | February | 2027
B0162-AHU-Q | 001 | 000002100009 | 2027-02-01 00:05 | 1501001928 | FILTER, 20 X 22 X 1, PLEATED MDL 40 HI-CAP MERV 10 (20X22X1) | 1501001928 - FILTER, 20 X 22 X 1, PLEATED MDL 40 HI-CAP MERV 10 (20X22X1) |  |  |  | 1 |  | 1 | 1 | February | 2027
B0162-AHU-Q | 001 | 000002100010 | 2027-02-01 00:05 | 1501001133 | FILTER, 20 X 20 X 1, PLEATED MDL 40 STANDARD MERV 10 (20X20X1) | 1501001133 - FILTER, 20 X 20 X 1, PLEATED MDL 40 STANDARD MERV 10 (20X20X1) |  |  |  | 1 |  | 0 | 0 | February | 2027
B0026 AHU5 A | 001 | 000000016004 | 2027-02-01 00:12 | 1501001094 | FILTER, 20 X 24 X 2, PLEATED MDL 40 HI-CAP MERV 10 (20X24X2, 24X20X2, 24 X 20 X 2)) | 1501001094 - FILTER, 20 X 24 X 2, PLEATED MDL 40 HI-CAP MERV 10 (20X24X2, 24X20X2, 24 X 20 X 2)) |  |  |  | 2 |  | 0 | 0 | February | 2027
B0026 AHU5 A | 001 | 000000016004 | 2027-02-01 00:12 | 1501001376 | BELT, #AX-35, AX35 (COG TYPE) | 1501001376 - BELT, #AX-35, AX35 (COG TYPE) |  |  |  | 1 |  | 0 | 0 | February | 2027
B0026 AHU6 A | 001 | 000000016006 | 2027-02-01 00:12 | 1501002208 | FILTER, BAG, 24X20X12, HEIGHT X WIDTH X DEPTH, (VERTICAL CONFIGURATION), MERV14A, CAMFIL 8P, 405619B12 (REPLACES 1501003005) | 1501002208 - FILTER, BAG, 24X20X12, HEIGHT X WIDTH X DEPTH, (VERTICAL CONFIGURATION), MERV14A, CAMFIL 8P, 405619B12 (REPLACES 1501003005) |  |  |  | 2 |  | 0 | 0 | February | 2027
B0026 AHU6 A | 001 | 000000016006 | 2027-02-01 00:12 | 1501002210 | FILTER, BAG, 24X24X12, MERV14A, CAMFIL 10P, 405619A12 | 1501002210 - FILTER, BAG, 24X24X12, MERV14A, CAMFIL 10P, 405619A12 |  |  |  | 6 |  | 0 | 0 | February | 2027
B0026 AHU6 A | 001 | 000000016006 | 2027-02-01 00:12 | 1501001320 | BELT, #5VX550 | 1501001320 - BELT, #5VX550 |  |  |  | 2 |  | 0 | 0 | February | 2027
B0070 AHU LCC Q | 001 | 007000000001 | 2027-02-01 00:14 | 1501001139 | FILTER, 16 X 20 X 1, PLEATED MDL 40 HI-CAP MERV 10 (16X20X1) (ACTUAL SIZE: 15-1/2"X19-1/2"X3/4") | 1501001139 - FILTER, 16 X 20 X 1, PLEATED MDL 40 HI-CAP MERV 10 (16X20X1) (ACTUAL SIZE: 15-1/2"X19-1/2"X3/4") |  |  |  | 4 |  | 0 | 0 | February | 2027
B0070 AHU LCC Q | 001 | 007000000002 | 2027-02-01 00:14 | 1501001139 | FILTER, 16 X 20 X 1, PLEATED MDL 40 HI-CAP MERV 10 (16X20X1) (ACTUAL SIZE: 15-1/2"X19-1/2"X3/4") | 1501001139 - FILTER, 16 X 20 X 1, PLEATED MDL 40 HI-CAP MERV 10 (16X20X1) (ACTUAL SIZE: 15-1/2"X19-1/2"X3/4") |  |  |  | 4 |  | 0 | 0 | February | 2027
B0070 AHU LCC Q | 001 | 007000000003 | 2027-02-01 00:14 | 1501001139 | FILTER, 16 X 20 X 1, PLEATED MDL 40 HI-CAP MERV 10 (16X20X1) (ACTUAL SIZE: 15-1/2"X19-1/2"X3/4") | 1501001139 - FILTER, 16 X 20 X 1, PLEATED MDL 40 HI-CAP MERV 10 (16X20X1) (ACTUAL SIZE: 15-1/2"X19-1/2"X3/4") |  |  |  | 4 |  | 0 | 0 | February | 2027
B8136 AHU Q | 001 | 813600000001 | 2027-02-01 00:23 | 1501001113 | FILTER, 18 X 20 X 1 PLEATED MDL 40 HI-CAP MERV 10 (18X20X1) | 1501001113 - FILTER, 18 X 20 X 1 PLEATED MDL 40 HI-CAP MERV 10 (18X20X1) |  |  |  | 16 |  | 4.4699 | 71.5184 | February | 2027
B8136 AHU Q | 001 | 813600000002 | 2027-02-01 00:23 | 1501001113 | FILTER, 18 X 20 X 1 PLEATED MDL 40 HI-CAP MERV 10 (18X20X1) | 1501001113 - FILTER, 18 X 20 X 1 PLEATED MDL 40 HI-CAP MERV 10 (18X20X1) |  |  |  | 27 |  | 4.4699 | 120.6873 | February | 2027
B8136 AHU Q | 001 | 813600000003 | 2027-02-01 00:23 | 1501001113 | FILTER, 18 X 20 X 1 PLEATED MDL 40 HI-CAP MERV 10 (18X20X1) | 1501001113 - FILTER, 18 X 20 X 1 PLEATED MDL 40 HI-CAP MERV 10 (18X20X1) |  |  |  | 34 |  | 4.4699 | 151.9766 | February | 2027
B8136 AHU Q | 001 | 813600000001 | 2027-02-01 00:23 | 1501001112 | FILTER, 18 X 24 X 1, PLEATED MDL 40 HI-CAP MERV 10 (18X24X1, 24X18X1, 24 X 18 X 1) | 1501001112 - FILTER, 18 X 24 X 1, PLEATED MDL 40 HI-CAP MERV 10 (18X24X1, 24X18X1, 24 X 18 X 1) |  |  |  | 1 |  | 0 | 0 | February | 2027
B8136 AHU Q | 001 | 813600000002 | 2027-02-01 00:23 | 1501001928 | FILTER, 20 X 22 X 1, PLEATED MDL 40 HI-CAP MERV 10 (20X22X1) | 1501001928 - FILTER, 20 X 22 X 1, PLEATED MDL 40 HI-CAP MERV 10 (20X22X1) |  |  |  | 2 |  | 1 | 2 | February | 2027
B8136 AHU Q | 001 | 813600000003 | 2027-02-01 00:23 | 1501001098 | FILTER, 14 X 18 X 1, PLEATED MDL 40 HI-CAP MERV 10 (14X18X1) | 1501001098 - FILTER, 14 X 18 X 1, PLEATED MDL 40 HI-CAP MERV 10 (14X18X1) |  |  |  | 8 |  | 0 | 0 | February | 2027
B8136 AHU Q | 001 | 813600000002 | 2027-02-01 00:23 | 1501001098 | FILTER, 14 X 18 X 1, PLEATED MDL 40 HI-CAP MERV 10 (14X18X1) | 1501001098 - FILTER, 14 X 18 X 1, PLEATED MDL 40 HI-CAP MERV 10 (14X18X1) |  |  |  | 5 |  | 0 | 0 | February | 2027
B8136 AHU Q | 001 | 813600000001 | 2027-02-01 00:23 | 1501001928 | FILTER, 20 X 22 X 1, PLEATED MDL 40 HI-CAP MERV 10 (20X22X1) | 1501001928 - FILTER, 20 X 22 X 1, PLEATED MDL 40 HI-CAP MERV 10 (20X22X1) |  |  |  | 1 |  | 1 | 1 | February | 2027
B8136 AHU Q | 001 | 813600000001 | 2027-02-01 00:23 | 1501001098 | FILTER, 14 X 18 X 1, PLEATED MDL 40 HI-CAP MERV 10 (14X18X1) | 1501001098 - FILTER, 14 X 18 X 1, PLEATED MDL 40 HI-CAP MERV 10 (14X18X1) |  |  |  | 4 |  | 0 | 0 | February | 2027
B8136 AHU Q.2 | 001 | 813600000004 | 2027-02-01 00:23 | 1501001113 | FILTER, 18 X 20 X 1 PLEATED MDL 40 HI-CAP MERV 10 (18X20X1) | 1501001113 - FILTER, 18 X 20 X 1 PLEATED MDL 40 HI-CAP MERV 10 (18X20X1) |  |  |  | 41 |  | 4.4699 | 183.2659 | February | 2027
B8136 AHU Q.2 | 001 | 813600000005 | 2027-02-01 00:23 | 1501001113 | FILTER, 18 X 20 X 1 PLEATED MDL 40 HI-CAP MERV 10 (18X20X1) | 1501001113 - FILTER, 18 X 20 X 1 PLEATED MDL 40 HI-CAP MERV 10 (18X20X1) |  |  |  | 39 |  | 4.4699 | 174.3261 | February | 2027
B8136 AHU Q.2 | 001 | 813600000006 | 2027-02-01 00:23 | 1501001113 | FILTER, 18 X 20 X 1 PLEATED MDL 40 HI-CAP MERV 10 (18X20X1) | 1501001113 - FILTER, 18 X 20 X 1 PLEATED MDL 40 HI-CAP MERV 10 (18X20X1) |  |  |  | 23 |  | 4.4699 | 102.8077 | February | 2027
B8136 AHU Q.2 | 001 | 813600000004 | 2027-02-01 00:23 | 1501001098 | FILTER, 14 X 18 X 1, PLEATED MDL 40 HI-CAP MERV 10 (14X18X1) | 1501001098 - FILTER, 14 X 18 X 1, PLEATED MDL 40 HI-CAP MERV 10 (14X18X1) |  |  |  | 1 |  | 0 | 0 | February | 2027
B8136 AHU Q.2 | 001 | 813600000005 | 2027-02-01 00:23 | 1501001098 | FILTER, 14 X 18 X 1, PLEATED MDL 40 HI-CAP MERV 10 (14X18X1) | 1501001098 - FILTER, 14 X 18 X 1, PLEATED MDL 40 HI-CAP MERV 10 (14X18X1) |  |  |  | 3 |  | 0 | 0 | February | 2027
B8136 AHU Q.2 | 001 | 813600000006 | 2027-02-01 00:23 | 1501001098 | FILTER, 14 X 18 X 1, PLEATED MDL 40 HI-CAP MERV 10 (14X18X1) | 1501001098 - FILTER, 14 X 18 X 1, PLEATED MDL 40 HI-CAP MERV 10 (14X18X1) |  |  |  | 1 |  | 0 | 0 | February | 2027
B0001 AHU Q | 001 | 000008091156 | 2027-02-02 00:10 | 1501003007 | FILTER, 20 X 24 X 4, PLEATED MDL 40 HI-CAP MERV 10 (20X24X4) | 1501003007 - FILTER, 20 X 24 X 4, PLEATED MDL 40 HI-CAP MERV 10 (20X24X4) |  |  |  | 2 |  | 0 | 0 | February | 2027
B0001 AHU Q | 001 | 000008091157 | 2027-02-02 00:10 | 1501003007 | FILTER, 20 X 24 X 4, PLEATED MDL 40 HI-CAP MERV 10 (20X24X4) | 1501003007 - FILTER, 20 X 24 X 4, PLEATED MDL 40 HI-CAP MERV 10 (20X24X4) |  |  |  | 2 |  | 0 | 0 | February | 2027
B0001 AHU Q | 001 | 000008091158 | 2027-02-02 00:10 | 1501001162 | FILTER, 12 X 24 X 4, PLEATED MDL 40 HI-CAP MERV 10 (12X24X4) | 1501001162 - FILTER, 12 X 24 X 4, PLEATED MDL 40 HI-CAP MERV 10 (12X24X4) |  |  |  | 3 |  | 6.3852 | 19.1556 | February | 2027
B0001 AHU Q | 001 | 000008093117 | 2027-02-02 00:10 | 1501003007 | FILTER, 20 X 24 X 4, PLEATED MDL 40 HI-CAP MERV 10 (20X24X4) | 1501003007 - FILTER, 20 X 24 X 4, PLEATED MDL 40 HI-CAP MERV 10 (20X24X4) |  |  |  | 1 |  | 0 | 0 | February | 2027
B0001 AHU Q | 001 | 000008093118 | 2027-02-02 00:10 | 1501003007 | FILTER, 20 X 24 X 4, PLEATED MDL 40 HI-CAP MERV 10 (20X24X4) | 1501003007 - FILTER, 20 X 24 X 4, PLEATED MDL 40 HI-CAP MERV 10 (20X24X4) |  |  |  | 2 |  | 0 | 0 | February | 2027
B0001 AHU Q | 001 | 000008091158 | 2027-02-02 00:10 | 1501003007 | FILTER, 20 X 24 X 4, PLEATED MDL 40 HI-CAP MERV 10 (20X24X4) | 1501003007 - FILTER, 20 X 24 X 4, PLEATED MDL 40 HI-CAP MERV 10 (20X24X4) |  |  |  | 1 |  | 0 | 0 | February | 2027
B0001 AHU Q | 001 | 000008093117 | 2027-02-02 00:10 | 1501001162 | FILTER, 12 X 24 X 4, PLEATED MDL 40 HI-CAP MERV 10 (12X24X4) | 1501001162 - FILTER, 12 X 24 X 4, PLEATED MDL 40 HI-CAP MERV 10 (12X24X4) |  |  |  | 3 |  | 6.3852 | 19.1556 | February | 2027
B0026 AHU7 A | 001 | 000000016005 | 2027-02-02 00:12 | 1501001380 | BELT, #AX-42, AX42 (COG TYPE) | 1501001380 - BELT, #AX-42, AX42 (COG TYPE) |  |  |  | 1 |  | 0 | 0 | February | 2027
B0026 AHU7 A | 001 | 000000016005 | 2027-02-02 00:12 | 1501002202 | FILTER, BAG, 24X12X12, HEIGHT X WIDTH X DEPTH, (VERTICAL CONFIGURATION), MERV14A, CAMFIL 5P, 405619C12 | 1501002202 - FILTER, BAG, 24X12X12, HEIGHT X WIDTH X DEPTH, (VERTICAL CONFIGURATION), MERV14A, CAMFIL 5P, 405619C12 |  |  |  | 1 |  | 0 | 0 | February | 2027
B0026 AHU7 A | 001 | 000000016005 | 2027-02-02 00:12 | 1501002208 | FILTER, BAG, 24X20X12, HEIGHT X WIDTH X DEPTH, (VERTICAL CONFIGURATION), MERV14A, CAMFIL 8P, 405619B12 (REPLACES 1501003005) | 1501002208 - FILTER, BAG, 24X20X12, HEIGHT X WIDTH X DEPTH, (VERTICAL CONFIGURATION), MERV14A, CAMFIL 8P, 405619B12 (REPLACES 1501003005) |  |  |  | 1 |  | 0 | 0 | February | 2027
B0026 AHU7 A | 001 | 000000016005 | 2027-02-02 00:12 | 1501002210 | FILTER, BAG, 24X24X12, MERV14A, CAMFIL 10P, 405619A12 | 1501002210 - FILTER, BAG, 24X24X12, MERV14A, CAMFIL 10P, 405619A12 |  |  |  | 1 |  | 0 | 0 | February | 2027
B0026 AHU8 A | 001 | 000000016007 | 2027-02-02 00:12 | 1501002210 | FILTER, BAG, 24X24X12, MERV14A, CAMFIL 10P, 405619A12 | 1501002210 - FILTER, BAG, 24X24X12, MERV14A, CAMFIL 10P, 405619A12 |  |  |  | 3 |  | 0 | 0 | February | 2027
B0026 AHU8 A | 001 | 000000016007 | 2027-02-02 00:12 | 1501002200 | FILTER, BAG, 12X24X12, HEIGHT X WIDTH X DEPTH, (HORIZONTAL CONFIGURATION), MERV14A, CAMFIL 10P, 405619F12 | 1501002200 - FILTER, BAG, 12X24X12, HEIGHT X WIDTH X DEPTH, (HORIZONTAL CONFIGURATION), MERV14A, CAMFIL 10P, 405619F12 |  |  |  | 3 |  | 78.19 | 234.57 | February | 2027
B0026 AHU8 A | 001 | 000000016007 | 2027-02-02 00:12 | 1501001316 | BELT, #5VX490 | 1501001316 - BELT, #5VX490 |  |  |  | 2 |  | 16.0625 | 32.125 | February | 2027
B0069 AHU LCC Q | 001 | 006900000001 | 2027-02-02 00:14 | 1501001139 | FILTER, 16 X 20 X 1, PLEATED MDL 40 HI-CAP MERV 10 (16X20X1) (ACTUAL SIZE: 15-1/2"X19-1/2"X3/4") | 1501001139 - FILTER, 16 X 20 X 1, PLEATED MDL 40 HI-CAP MERV 10 (16X20X1) (ACTUAL SIZE: 15-1/2"X19-1/2"X3/4") |  |  |  | 4 |  | 0 | 0 | February | 2027
B0069 AHU LCC Q | 001 | 006900000002 | 2027-02-02 00:14 | 1501001139 | FILTER, 16 X 20 X 1, PLEATED MDL 40 HI-CAP MERV 10 (16X20X1) (ACTUAL SIZE: 15-1/2"X19-1/2"X3/4") | 1501001139 - FILTER, 16 X 20 X 1, PLEATED MDL 40 HI-CAP MERV 10 (16X20X1) (ACTUAL SIZE: 15-1/2"X19-1/2"X3/4") |  |  |  | 4 |  | 0 | 0 | February | 2027
B0069 AHU LCC Q | 001 | 006900000003 | 2027-02-02 00:14 | 1501001139 | FILTER, 16 X 20 X 1, PLEATED MDL 40 HI-CAP MERV 10 (16X20X1) (ACTUAL SIZE: 15-1/2"X19-1/2"X3/4") | 1501001139 - FILTER, 16 X 20 X 1, PLEATED MDL 40 HI-CAP MERV 10 (16X20X1) (ACTUAL SIZE: 15-1/2"X19-1/2"X3/4") |  |  |  | 4 |  | 0 | 0 | February | 2027
EF S-1 SU B | 001 | 000000001709 | 2027-02-03 | 1501001494 | BELT, #AX-20, AX20 (COG TYPE) | 1501001494 - BELT, #AX-20, AX20 (COG TYPE) |  |  |  | 1 |  | 0 | 0 | February | 2027
EF S-1 SU B | 001 | 000000001710 | 2027-02-03 | 1501001283 | BELT, #3L240 | 1501001283 - BELT, #3L240 |  |  |  | 1 |  | 1.7845 | 1.7845 | February | 2027
B0002A OAHU S | 001 | 000000006003 | 2027-02-03 00:11 | 1501002233 | FILTER, 30/30, DUAL 9, HIGH-CAPACITY, MERV 9, 20X24X2 | 1501002233 - FILTER, 30/30, DUAL 9, HIGH-CAPACITY, MERV 9, 20X24X2 |  |  |  | 1 |  | 0 | 0 | February | 2027
B0068 AHU LCC Q | 001 | 006800000002 | 2027-02-03 00:14 | 1501001139 | FILTER, 16 X 20 X 1, PLEATED MDL 40 HI-CAP MERV 10 (16X20X1) (ACTUAL SIZE: 15-1/2"X19-1/2"X3/4") | 1501001139 - FILTER, 16 X 20 X 1, PLEATED MDL 40 HI-CAP MERV 10 (16X20X1) (ACTUAL SIZE: 15-1/2"X19-1/2"X3/4") |  |  |  | 4 |  | 0 | 0 | February | 2027
B0068 AHU LCC Q | 001 | 006800000003 | 2027-02-03 00:14 | 1501001139 | FILTER, 16 X 20 X 1, PLEATED MDL 40 HI-CAP MERV 10 (16X20X1) (ACTUAL SIZE: 15-1/2"X19-1/2"X3/4") | 1501001139 - FILTER, 16 X 20 X 1, PLEATED MDL 40 HI-CAP MERV 10 (16X20X1) (ACTUAL SIZE: 15-1/2"X19-1/2"X3/4") |  |  |  | 4 |  | 0 | 0 | February | 2027
B0068 AHU LCC Q | 001 | 006800000001 | 2027-02-03 00:14 | 1501001139 | FILTER, 16 X 20 X 1, PLEATED MDL 40 HI-CAP MERV 10 (16X20X1) (ACTUAL SIZE: 15-1/2"X19-1/2"X3/4") | 1501001139 - FILTER, 16 X 20 X 1, PLEATED MDL 40 HI-CAP MERV 10 (16X20X1) (ACTUAL SIZE: 15-1/2"X19-1/2"X3/4") |  |  |  | 4 |  | 0 | 0 | February | 2027
B0124 AHU-Q | 001 | 000000112000 | 2027-02-04 | 1501001121 | FILTER, 20 X 20 X 2, PLEATED MDL 40 STANDARD MERV 10 (20X20X2) | 1501001121 - FILTER, 20 X 20 X 2, PLEATED MDL 40 STANDARD MERV 10 (20X20X2) |  |  |  | 4 |  | 0 | 0 | February | 2027
B0124 AHU-Q | 001 | 000000112001 | 2027-02-04 | 1501001121 | FILTER, 20 X 20 X 2, PLEATED MDL 40 STANDARD MERV 10 (20X20X2) | 1501001121 - FILTER, 20 X 20 X 2, PLEATED MDL 40 STANDARD MERV 10 (20X20X2) |  |  |  | 4 |  | 0 | 0 | February | 2027
FCU 4M SERV T10 | 001 | 000000065183 | 2027-02-04 | 1501001879 | FILTER, 14 X 34 X 1, PLEATED MDL 40 HI-CAP MERV 10 (14X34X1, 34X14X1) | 1501001879 - FILTER, 14 X 34 X 1, PLEATED MDL 40 HI-CAP MERV 10 (14X34X1, 34X14X1) |  |  |  | 1 |  | 9.83 | 9.83 | February | 2027
FCU 4M SERV T10 | 001 | 000000065182 | 2027-02-04 | 1501001878 | FILTER, 10 X 24 X 1, PLEATED MDL 40 HI-CAP MERV 10 (10X24X1, 24X10X1) | 1501001878 - FILTER, 10 X 24 X 1, PLEATED MDL 40 HI-CAP MERV 10 (10X24X1, 24X10X1) |  |  |  | 1 |  | 5.57 | 5.57 | February | 2027
FCU 4M SERV T10 | 001 | 000000124069 | 2027-02-04 | 1501001142 | FILTER, 16 X 16 X 1, PLEATED MDL 40 HI-CAP MERV 10 (16X16X1) | 1501001142 - FILTER, 16 X 16 X 1, PLEATED MDL 40 HI-CAP MERV 10 (16X16X1) |  |  |  | 2 |  | 0 | 0 | February | 2027
FCU 4M SERV T10 | 001 | 000000124070 | 2027-02-04 | 1501001142 | FILTER, 16 X 16 X 1, PLEATED MDL 40 HI-CAP MERV 10 (16X16X1) | 1501001142 - FILTER, 16 X 16 X 1, PLEATED MDL 40 HI-CAP MERV 10 (16X16X1) |  |  |  | 2 |  | 0 | 0 | February | 2027
FCU 4M SERV T10 | 001 | 000000124081 | 2027-02-04 | 1501001142 | FILTER, 16 X 16 X 1, PLEATED MDL 40 HI-CAP MERV 10 (16X16X1) | 1501001142 - FILTER, 16 X 16 X 1, PLEATED MDL 40 HI-CAP MERV 10 (16X16X1) |  |  |  | 2 |  | 0 | 0 | February | 2027
FCU 4M SERV T10 | 001 | 000000124098 | 2027-02-04 | 1501001142 | FILTER, 16 X 16 X 1, PLEATED MDL 40 HI-CAP MERV 10 (16X16X1) | 1501001142 - FILTER, 16 X 16 X 1, PLEATED MDL 40 HI-CAP MERV 10 (16X16X1) |  |  |  | 2 |  | 0 | 0 | February | 2027
FCU 4M SERV T10 | 001 | 000000124042 | 2027-02-04 | 1501001142 | FILTER, 16 X 16 X 1, PLEATED MDL 40 HI-CAP MERV 10 (16X16X1) | 1501001142 - FILTER, 16 X 16 X 1, PLEATED MDL 40 HI-CAP MERV 10 (16X16X1) |  |  |  | 1 |  | 0 | 0 | February | 2027
B0067 AHU LCC Q | 001 | 006700000001 | 2027-02-04 00:14 | 1501001139 | FILTER, 16 X 20 X 1, PLEATED MDL 40 HI-CAP MERV 10 (16X20X1) (ACTUAL SIZE: 15-1/2"X19-1/2"X3/4") | 1501001139 - FILTER, 16 X 20 X 1, PLEATED MDL 40 HI-CAP MERV 10 (16X20X1) (ACTUAL SIZE: 15-1/2"X19-1/2"X3/4") |  |  |  | 4 |  | 0 | 0 | February | 2027
B0067 AHU LCC Q | 001 | 006700000002 | 2027-02-04 00:14 | 1501001139 | FILTER, 16 X 20 X 1, PLEATED MDL 40 HI-CAP MERV 10 (16X20X1) (ACTUAL SIZE: 15-1/2"X19-1/2"X3/4") | 1501001139 - FILTER, 16 X 20 X 1, PLEATED MDL 40 HI-CAP MERV 10 (16X20X1) (ACTUAL SIZE: 15-1/2"X19-1/2"X3/4") |  |  |  | 4 |  | 0 | 0 | February | 2027
B0067 AHU LCC Q | 001 | 006700000003 | 2027-02-04 00:14 | 1501001139 | FILTER, 16 X 20 X 1, PLEATED MDL 40 HI-CAP MERV 10 (16X20X1) (ACTUAL SIZE: 15-1/2"X19-1/2"X3/4") | 1501001139 - FILTER, 16 X 20 X 1, PLEATED MDL 40 HI-CAP MERV 10 (16X20X1) (ACTUAL SIZE: 15-1/2"X19-1/2"X3/4") |  |  |  | 4 |  | 0 | 0 | February | 2027
B0066 AHU LCC Q | 001 | 006600000001 | 2027-02-05 00:14 | 1501001139 | FILTER, 16 X 20 X 1, PLEATED MDL 40 HI-CAP MERV 10 (16X20X1) (ACTUAL SIZE: 15-1/2"X19-1/2"X3/4") | 1501001139 - FILTER, 16 X 20 X 1, PLEATED MDL 40 HI-CAP MERV 10 (16X20X1) (ACTUAL SIZE: 15-1/2"X19-1/2"X3/4") |  |  |  | 4 |  | 0 | 0 | February | 2027
B0066 AHU LCC Q | 001 | 006600000002 | 2027-02-05 00:14 | 1501001139 | FILTER, 16 X 20 X 1, PLEATED MDL 40 HI-CAP MERV 10 (16X20X1) (ACTUAL SIZE: 15-1/2"X19-1/2"X3/4") | 1501001139 - FILTER, 16 X 20 X 1, PLEATED MDL 40 HI-CAP MERV 10 (16X20X1) (ACTUAL SIZE: 15-1/2"X19-1/2"X3/4") |  |  |  | 4 |  | 0 | 0 | February | 2027
B0066 AHU LCC Q | 001 | 006600000003 | 2027-02-05 00:14 | 1501001139 | FILTER, 16 X 20 X 1, PLEATED MDL 40 HI-CAP MERV 10 (16X20X1) (ACTUAL SIZE: 15-1/2"X19-1/2"X3/4") | 1501001139 - FILTER, 16 X 20 X 1, PLEATED MDL 40 HI-CAP MERV 10 (16X20X1) (ACTUAL SIZE: 15-1/2"X19-1/2"X3/4") |  |  |  | 4 |  | 0 | 0 | February | 2027
B0138 FLT M | 001 | 013801040000 | 2027-02-05 00:19 | 1501001133 | FILTER, 20 X 20 X 1, PLEATED MDL 40 STANDARD MERV 10 (20X20X1) | 1501001133 - FILTER, 20 X 20 X 1, PLEATED MDL 40 STANDARD MERV 10 (20X20X1) |  |  |  | 4 |  | 0 | 0 | February | 2027
B8126 CRU-3 Q | 001 | 000000314030 | 2027-02-05 00:23 | 1501001911 | FILTER, 16 X 25 X 4, PLEATED MDL 40 HI-CAP MERV 10 (16X25X4) | 1501001911 - FILTER, 16 X 25 X 4, PLEATED MDL 40 HI-CAP MERV 10 (16X25X4) |  |  |  | 7 |  | 0 | 0 | February | 2027
FCU-Q-1-Z2 | 001 | 000000028456 | 2027-02-08 | 1501001118 | FILTER, 12 X 16 X 2, PLEATED MDL 40 HI-CAP MERV 10 (12X16X2) | 1501001118 - FILTER, 12 X 16 X 2, PLEATED MDL 40 HI-CAP MERV 10 (12X16X2) |  |  |  | 1 |  | 5.6772 | 5.6772 | February | 2027
FCU-Q-1-Z2 | 001 | 000000028456 | 2027-02-08 | 1501001123 | FILTER, 16 X 20 X 2, PLEATED MDL 40 HI-CAP MERV 10 (16X20X2) | 1501001123 - FILTER, 16 X 20 X 2, PLEATED MDL 40 HI-CAP MERV 10 (16X20X2) |  |  |  | 1 |  | 0 | 0 | February | 2027
B0026 AHU1 A | 001 | 000000016001 | 2027-02-08 00:12 | 1501001396 | BELT, #BX-41, BX41 (COG TYPE) | 1501001396 - BELT, #BX-41, BX41 (COG TYPE) |  |  |  | 4 |  | 0 | 0 | February | 2027
B0026 AHU1 A | 001 | 000000016001 | 2027-02-08 00:12 | 1501002231 | FILTER, 30/30, DUAL 9, HIGH-CAPACITY, MERV 9, 12X24X2 | 1501002231 - FILTER, 30/30, DUAL 9, HIGH-CAPACITY, MERV 9, 12X24X2 |  |  |  | 4 |  | 0 | 0 | February | 2027
B0026 AHU1 A | 001 | 000000016001 | 2027-02-08 00:12 | 1501002233 | FILTER, 30/30, DUAL 9, HIGH-CAPACITY, MERV 9, 20X24X2 | 1501002233 - FILTER, 30/30, DUAL 9, HIGH-CAPACITY, MERV 9, 20X24X2 |  |  |  | 8 |  | 0 | 0 | February | 2027
B0026 AHU2 A | 001 | 000000016002 | 2027-02-08 00:12 | 1501001094 | FILTER, 20 X 24 X 2, PLEATED MDL 40 HI-CAP MERV 10 (20X24X2, 24X20X2, 24 X 20 X 2)) | 1501001094 - FILTER, 20 X 24 X 2, PLEATED MDL 40 HI-CAP MERV 10 (20X24X2, 24X20X2, 24 X 20 X 2)) |  |  |  | 2 |  | 0 | 0 | February | 2027
B0026 AHU2 A | 001 | 000000016002 | 2027-02-08 00:12 | 1501001119 | FILTER, 24 X 24 X 2, PLEATED MDL 40 HI-CAP MERV 10 (24X24X2) | 1501001119 - FILTER, 24 X 24 X 2, PLEATED MDL 40 HI-CAP MERV 10 (24X24X2) |  |  |  | 1 |  | 0 | 0 | February | 2027
B0026 AHU2 A | 001 | 000000016002 | 2027-02-08 00:12 | 1501001125 | FILTER, 12 X 24 X 2, PLEATED MDL 40 HI-CAP MERV 10 (12X24X2) | 1501001125 - FILTER, 12 X 24 X 2, PLEATED MDL 40 HI-CAP MERV 10 (12X24X2) |  |  |  | 2 |  | 0 | 0 | February | 2027
B0026 AHU2 A | 001 | 000000016002 | 2027-02-08 00:12 | 1501001400 | BELT, #BX-47, BX47 (COG TYPE) | 1501001400 - BELT, #BX-47, BX47 (COG TYPE) |  |  |  | 1 |  | 11.2472 | 11.2472 | February | 2027
B0030 AHU 03M | 001 | 003000000001 | 2027-02-08 00:12 | 1501001133 | FILTER, 20 X 20 X 1, PLEATED MDL 40 STANDARD MERV 10 (20X20X1) | 1501001133 - FILTER, 20 X 20 X 1, PLEATED MDL 40 STANDARD MERV 10 (20X20X1) |  |  |  | 1 |  | 0 | 0 | February | 2027
B0030 AHU 03M | 001 | 003000000001 | 2027-02-08 00:12 | 1501001109 | FILTER, 9 X 24-1/4 X 1 PLEATED MDL 40 STANDARD MERV 10 (9X24 1/4X1, 9X24.25X1, 9 X 24.25 X 1) | 1501001109 - FILTER, 9 X 24-1/4 X 1 PLEATED MDL 40 STANDARD MERV 10 (9X24 1/4X1, 9X24.25X1, 9 X 24.25 X 1) |  |  |  | 21 |  | 0 | 0 | February | 2027
B0030 AHU 03M | 001 | 003000000002 | 2027-02-08 00:12 | 1501001133 | FILTER, 20 X 20 X 1, PLEATED MDL 40 STANDARD MERV 10 (20X20X1) | 1501001133 - FILTER, 20 X 20 X 1, PLEATED MDL 40 STANDARD MERV 10 (20X20X1) |  |  |  | 1 |  | 0 | 0 | February | 2027
B0030 AHU 03M | 001 | 003000000003 | 2027-02-08 00:12 | 1501001133 | FILTER, 20 X 20 X 1, PLEATED MDL 40 STANDARD MERV 10 (20X20X1) | 1501001133 - FILTER, 20 X 20 X 1, PLEATED MDL 40 STANDARD MERV 10 (20X20X1) |  |  |  | 1 |  | 0 | 0 | February | 2027
B0030 AHU 03M | 001 | 003000000002 | 2027-02-08 00:12 | 1501001109 | FILTER, 9 X 24-1/4 X 1 PLEATED MDL 40 STANDARD MERV 10 (9X24 1/4X1, 9X24.25X1, 9 X 24.25 X 1) | 1501001109 - FILTER, 9 X 24-1/4 X 1 PLEATED MDL 40 STANDARD MERV 10 (9X24 1/4X1, 9X24.25X1, 9 X 24.25 X 1) |  |  |  | 21 |  | 0 | 0 | February | 2027
B0030 AHU 03M | 001 | 003000000003 | 2027-02-08 00:12 | 1501001109 | FILTER, 9 X 24-1/4 X 1 PLEATED MDL 40 STANDARD MERV 10 (9X24 1/4X1, 9X24.25X1, 9 X 24.25 X 1) | 1501001109 - FILTER, 9 X 24-1/4 X 1 PLEATED MDL 40 STANDARD MERV 10 (9X24 1/4X1, 9X24.25X1, 9 X 24.25 X 1) |  |  |  | 21 |  | 0 | 0 | February | 2027
B0031 AHU 03M | 001 | 003100000001 | 2027-02-08 00:12 | 1501001133 | FILTER, 20 X 20 X 1, PLEATED MDL 40 STANDARD MERV 10 (20X20X1) | 1501001133 - FILTER, 20 X 20 X 1, PLEATED MDL 40 STANDARD MERV 10 (20X20X1) |  |  |  | 1 |  | 0 | 0 | February | 2027
B0031 AHU 03M | 001 | 003100000002 | 2027-02-08 00:12 | 1501001133 | FILTER, 20 X 20 X 1, PLEATED MDL 40 STANDARD MERV 10 (20X20X1) | 1501001133 - FILTER, 20 X 20 X 1, PLEATED MDL 40 STANDARD MERV 10 (20X20X1) |  |  |  | 1 |  | 0 | 0 | February | 2027
B0031 AHU 03M | 001 | 003100000001 | 2027-02-08 00:12 | 1501001109 | FILTER, 9 X 24-1/4 X 1 PLEATED MDL 40 STANDARD MERV 10 (9X24 1/4X1, 9X24.25X1, 9 X 24.25 X 1) | 1501001109 - FILTER, 9 X 24-1/4 X 1 PLEATED MDL 40 STANDARD MERV 10 (9X24 1/4X1, 9X24.25X1, 9 X 24.25 X 1) |  |  |  | 20 |  | 0 | 0 | February | 2027
B0031 AHU 03M | 001 | 003100000002 | 2027-02-08 00:12 | 1501001109 | FILTER, 9 X 24-1/4 X 1 PLEATED MDL 40 STANDARD MERV 10 (9X24 1/4X1, 9X24.25X1, 9 X 24.25 X 1) | 1501001109 - FILTER, 9 X 24-1/4 X 1 PLEATED MDL 40 STANDARD MERV 10 (9X24 1/4X1, 9X24.25X1, 9 X 24.25 X 1) |  |  |  | 20 |  | 0 | 0 | February | 2027
B0031 AHU 03M | 001 | 003100000003 | 2027-02-08 00:12 | 1501001133 | FILTER, 20 X 20 X 1, PLEATED MDL 40 STANDARD MERV 10 (20X20X1) | 1501001133 - FILTER, 20 X 20 X 1, PLEATED MDL 40 STANDARD MERV 10 (20X20X1) |  |  |  | 1 |  | 0 | 0 | February | 2027
B0031 AHU 03M | 001 | 003100000004 | 2027-02-08 00:12 | 1501001133 | FILTER, 20 X 20 X 1, PLEATED MDL 40 STANDARD MERV 10 (20X20X1) | 1501001133 - FILTER, 20 X 20 X 1, PLEATED MDL 40 STANDARD MERV 10 (20X20X1) |  |  |  | 1 |  | 0 | 0 | February | 2027
B0031 AHU 03M | 001 | 003100000003 | 2027-02-08 00:12 | 1501001109 | FILTER, 9 X 24-1/4 X 1 PLEATED MDL 40 STANDARD MERV 10 (9X24 1/4X1, 9X24.25X1, 9 X 24.25 X 1) | 1501001109 - FILTER, 9 X 24-1/4 X 1 PLEATED MDL 40 STANDARD MERV 10 (9X24 1/4X1, 9X24.25X1, 9 X 24.25 X 1) |  |  |  | 20 |  | 0 | 0 | February | 2027
B0031 AHU 03M | 001 | 003100000004 | 2027-02-08 00:12 | 1501001109 | FILTER, 9 X 24-1/4 X 1 PLEATED MDL 40 STANDARD MERV 10 (9X24 1/4X1, 9X24.25X1, 9 X 24.25 X 1) | 1501001109 - FILTER, 9 X 24-1/4 X 1 PLEATED MDL 40 STANDARD MERV 10 (9X24 1/4X1, 9X24.25X1, 9 X 24.25 X 1) |  |  |  | 21 |  | 0 | 0 | February | 2027
B0032 AHU 03M | 001 | 003200000001 | 2027-02-08 00:12 | 1501001118 | FILTER, 12 X 16 X 2, PLEATED MDL 40 HI-CAP MERV 10 (12X16X2) | 1501001118 - FILTER, 12 X 16 X 2, PLEATED MDL 40 HI-CAP MERV 10 (12X16X2) |  |  |  | 1 |  | 5.6772 | 5.6772 | February | 2027
B0032 AHU 03M | 001 | 003200000002 | 2027-02-08 00:12 | 1501001118 | FILTER, 12 X 16 X 2, PLEATED MDL 40 HI-CAP MERV 10 (12X16X2) | 1501001118 - FILTER, 12 X 16 X 2, PLEATED MDL 40 HI-CAP MERV 10 (12X16X2) |  |  |  | 1 |  | 5.6772 | 5.6772 | February | 2027
B0032 AHU 03M | 001 | 003200000003 | 2027-02-08 00:12 | 1501001118 | FILTER, 12 X 16 X 2, PLEATED MDL 40 HI-CAP MERV 10 (12X16X2) | 1501001118 - FILTER, 12 X 16 X 2, PLEATED MDL 40 HI-CAP MERV 10 (12X16X2) |  |  |  | 1 |  | 5.6772 | 5.6772 | February | 2027
B0032 AHU 03M | 001 | 003200000004 | 2027-02-08 00:12 | 1501001118 | FILTER, 12 X 16 X 2, PLEATED MDL 40 HI-CAP MERV 10 (12X16X2) | 1501001118 - FILTER, 12 X 16 X 2, PLEATED MDL 40 HI-CAP MERV 10 (12X16X2) |  |  |  | 1 |  | 5.6772 | 5.6772 | February | 2027
B0032 AHU 03M | 001 | 003200000001 | 2027-02-08 00:12 | 1501001109 | FILTER, 9 X 24-1/4 X 1 PLEATED MDL 40 STANDARD MERV 10 (9X24 1/4X1, 9X24.25X1, 9 X 24.25 X 1) | 1501001109 - FILTER, 9 X 24-1/4 X 1 PLEATED MDL 40 STANDARD MERV 10 (9X24 1/4X1, 9X24.25X1, 9 X 24.25 X 1) |  |  |  | 20 |  | 0 | 0 | February | 2027
B0032 AHU 03M | 001 | 003200000002 | 2027-02-08 00:12 | 1501001109 | FILTER, 9 X 24-1/4 X 1 PLEATED MDL 40 STANDARD MERV 10 (9X24 1/4X1, 9X24.25X1, 9 X 24.25 X 1) | 1501001109 - FILTER, 9 X 24-1/4 X 1 PLEATED MDL 40 STANDARD MERV 10 (9X24 1/4X1, 9X24.25X1, 9 X 24.25 X 1) |  |  |  | 20 |  | 0 | 0 | February | 2027
B0032 AHU 03M | 001 | 003200000003 | 2027-02-08 00:12 | 1501001109 | FILTER, 9 X 24-1/4 X 1 PLEATED MDL 40 STANDARD MERV 10 (9X24 1/4X1, 9X24.25X1, 9 X 24.25 X 1) | 1501001109 - FILTER, 9 X 24-1/4 X 1 PLEATED MDL 40 STANDARD MERV 10 (9X24 1/4X1, 9X24.25X1, 9 X 24.25 X 1) |  |  |  | 20 |  | 0 | 0 | February | 2027
B0032 AHU 03M | 001 | 003200000004 | 2027-02-08 00:12 | 1501001109 | FILTER, 9 X 24-1/4 X 1 PLEATED MDL 40 STANDARD MERV 10 (9X24 1/4X1, 9X24.25X1, 9 X 24.25 X 1) | 1501001109 - FILTER, 9 X 24-1/4 X 1 PLEATED MDL 40 STANDARD MERV 10 (9X24 1/4X1, 9X24.25X1, 9 X 24.25 X 1) |  |  |  | 20 |  | 0 | 0 | February | 2027
B0053 EXF SA | 001 | 000000038067 | 2027-02-08 00:14 | 1501002246 | BELT, #4L410 | 1501002246 - BELT, #4L410 |  |  |  | 1 |  | 3.9559 | 3.9559 | February | 2027
B0053 EXF SA | 001 | 000000038068 | 2027-02-08 00:14 | 1501002246 | BELT, #4L410 | 1501002246 - BELT, #4L410 |  |  |  | 1 |  | 3.9559 | 3.9559 | February | 2027
B0053 EXF SA | 001 | 000000038069 | 2027-02-08 00:14 | 1501001348 | BELT, #AX-34, AX34 (COG TYPE) | 1501001348 - BELT, #AX-34, AX34 (COG TYPE) |  |  |  | 1 |  | 0 | 0 | February | 2027
B0053 EXF SA | 001 | 000000038070 | 2027-02-08 00:14 | 1501001348 | BELT, #AX-34, AX34 (COG TYPE) | 1501001348 - BELT, #AX-34, AX34 (COG TYPE) |  |  |  | 1 |  | 0 | 0 | February | 2027
B0064 AHU LCC Q | 001 | 006400000001 | 2027-02-08 00:14 | 1501001139 | FILTER, 16 X 20 X 1, PLEATED MDL 40 HI-CAP MERV 10 (16X20X1) (ACTUAL SIZE: 15-1/2"X19-1/2"X3/4") | 1501001139 - FILTER, 16 X 20 X 1, PLEATED MDL 40 HI-CAP MERV 10 (16X20X1) (ACTUAL SIZE: 15-1/2"X19-1/2"X3/4") |  |  |  | 4 |  | 0 | 0 | February | 2027
B0064 AHU LCC Q | 001 | 006400000002 | 2027-02-08 00:14 | 1501001139 | FILTER, 16 X 20 X 1, PLEATED MDL 40 HI-CAP MERV 10 (16X20X1) (ACTUAL SIZE: 15-1/2"X19-1/2"X3/4") | 1501001139 - FILTER, 16 X 20 X 1, PLEATED MDL 40 HI-CAP MERV 10 (16X20X1) (ACTUAL SIZE: 15-1/2"X19-1/2"X3/4") |  |  |  | 4 |  | 0 | 0 | February | 2027
B0064 AHU LCC Q | 001 | 006400000003 | 2027-02-08 00:14 | 1501001139 | FILTER, 16 X 20 X 1, PLEATED MDL 40 HI-CAP MERV 10 (16X20X1) (ACTUAL SIZE: 15-1/2"X19-1/2"X3/4") | 1501001139 - FILTER, 16 X 20 X 1, PLEATED MDL 40 HI-CAP MERV 10 (16X20X1) (ACTUAL SIZE: 15-1/2"X19-1/2"X3/4") |  |  |  | 4 |  | 0 | 0 | February | 2027
B0152 AHU-1 M1 | 001 | 000000127000 | 2027-02-08 00:19 | 1501002247 | FILTER, 30/30, DUAL 9, HIGH-CAPACITY, MERV 9, 24X24X4 | 1501002247 - FILTER, 30/30, DUAL 9, HIGH-CAPACITY, MERV 9, 24X24X4 |  |  |  | 12 |  | 0 | 0 | February | 2027
B0152 AHU-1 M1 | 001 | 000000127000 | 2027-02-08 00:19 | 1501003007 | FILTER, 20 X 24 X 4, PLEATED MDL 40 HI-CAP MERV 10 (20X24X4) | 1501003007 - FILTER, 20 X 24 X 4, PLEATED MDL 40 HI-CAP MERV 10 (20X24X4) |  |  |  | 4 |  | 0 | 0 | February | 2027
B0157-AHU-Q | 001 | 015700000001 | 2027-02-08 00:20 | 1501001191 | FILTER, 9-1/2"X19-1/2"X2" (ACTUAL SIZE), PLEATED MDL 40 HI-CAP MERV 10 (10X20X2) | 1501001191 - FILTER, 9-1/2"X19-1/2"X2" (ACTUAL SIZE), PLEATED MDL 40 HI-CAP MERV 10 (10X20X2) |  |  |  | 8 |  | 0 | 0 | February | 2027
B0157-AHU-Q | 001 | 015700000002 | 2027-02-08 00:20 | 1501001191 | FILTER, 9-1/2"X19-1/2"X2" (ACTUAL SIZE), PLEATED MDL 40 HI-CAP MERV 10 (10X20X2) | 1501001191 - FILTER, 9-1/2"X19-1/2"X2" (ACTUAL SIZE), PLEATED MDL 40 HI-CAP MERV 10 (10X20X2) |  |  |  | 2 |  | 0 | 0 | February | 2027
B0157-AHU-Q | 001 | 015700000003 | 2027-02-08 00:20 | 1501001191 | FILTER, 9-1/2"X19-1/2"X2" (ACTUAL SIZE), PLEATED MDL 40 HI-CAP MERV 10 (10X20X2) | 1501001191 - FILTER, 9-1/2"X19-1/2"X2" (ACTUAL SIZE), PLEATED MDL 40 HI-CAP MERV 10 (10X20X2) |  |  |  | 2 |  | 0 | 0 | February | 2027
B0157-AHU-Q | 001 | 015700000004 | 2027-02-08 00:20 | 1501001191 | FILTER, 9-1/2"X19-1/2"X2" (ACTUAL SIZE), PLEATED MDL 40 HI-CAP MERV 10 (10X20X2) | 1501001191 - FILTER, 9-1/2"X19-1/2"X2" (ACTUAL SIZE), PLEATED MDL 40 HI-CAP MERV 10 (10X20X2) |  |  |  | 2 |  | 0 | 0 | February | 2027
B0157-AHU-Q | 001 | 015700000001 | 2027-02-08 00:20 | 1501001094 | FILTER, 20 X 24 X 2, PLEATED MDL 40 HI-CAP MERV 10 (20X24X2, 24X20X2, 24 X 20 X 2)) | 1501001094 - FILTER, 20 X 24 X 2, PLEATED MDL 40 HI-CAP MERV 10 (20X24X2, 24X20X2, 24 X 20 X 2)) |  |  |  | 9 |  | 0 | 0 | February | 2027
B0157-AHU-Q | 001 | 015700000002 | 2027-02-08 00:20 | 1501001094 | FILTER, 20 X 24 X 2, PLEATED MDL 40 HI-CAP MERV 10 (20X24X2, 24X20X2, 24 X 20 X 2)) | 1501001094 - FILTER, 20 X 24 X 2, PLEATED MDL 40 HI-CAP MERV 10 (20X24X2, 24X20X2, 24 X 20 X 2)) |  |  |  | 14 |  | 0 | 0 | February | 2027
B0157-AHU-Q | 001 | 015700000003 | 2027-02-08 00:20 | 1501001094 | FILTER, 20 X 24 X 2, PLEATED MDL 40 HI-CAP MERV 10 (20X24X2, 24X20X2, 24 X 20 X 2)) | 1501001094 - FILTER, 20 X 24 X 2, PLEATED MDL 40 HI-CAP MERV 10 (20X24X2, 24X20X2, 24 X 20 X 2)) |  |  |  | 14 |  | 0 | 0 | February | 2027
B0157-AHU-Q | 001 | 015700000004 | 2027-02-08 00:20 | 1501001094 | FILTER, 20 X 24 X 2, PLEATED MDL 40 HI-CAP MERV 10 (20X24X2, 24X20X2, 24 X 20 X 2)) | 1501001094 - FILTER, 20 X 24 X 2, PLEATED MDL 40 HI-CAP MERV 10 (20X24X2, 24X20X2, 24 X 20 X 2)) |  |  |  | 12 |  | 0 | 0 | February | 2027
B0157-AHU-Q | 001 | 015700000001 | 2027-02-08 00:20 | 1501001154 | FILTER, 24 X 30 X 2, PLEATED MDL 40 HI-CAP MERV 10 (24X30X2) | 1501001154 - FILTER, 24 X 30 X 2, PLEATED MDL 40 HI-CAP MERV 10 (24X30X2) |  |  |  | 1 |  | 15.4217 | 15.4217 | February | 2027
B0157-AHU-Q | 001 | 015700000002 | 2027-02-08 00:20 | 1501001122 | FILTER, 16 X 25 X 2, PLEATED MDL 40 HI-CAP MERV 10 (16X25X2) | 1501001122 - FILTER, 16 X 25 X 2, PLEATED MDL 40 HI-CAP MERV 10 (16X25X2) |  |  |  | 4 |  | 0 | 0 | February | 2027
B0157-AHU-Q | 001 | 015700000003 | 2027-02-08 00:20 | 1501001122 | FILTER, 16 X 25 X 2, PLEATED MDL 40 HI-CAP MERV 10 (16X25X2) | 1501001122 - FILTER, 16 X 25 X 2, PLEATED MDL 40 HI-CAP MERV 10 (16X25X2) |  |  |  | 4 |  | 0 | 0 | February | 2027
B0157-AHU-Q | 001 | 015700000004 | 2027-02-08 00:20 | 1501001122 | FILTER, 16 X 25 X 2, PLEATED MDL 40 HI-CAP MERV 10 (16X25X2) | 1501001122 - FILTER, 16 X 25 X 2, PLEATED MDL 40 HI-CAP MERV 10 (16X25X2) |  |  |  | 4 |  | 0 | 0 | February | 2027
B0157-AHU-Q | 001 | 015700000001 | 2027-02-08 00:20 | 1501001149 | FILTER, 18 X 30 X 2, PLEATED MDL 40 HI-CAP MERV 10 , (18X30X2) | 1501001149 - FILTER, 18 X 30 X 2, PLEATED MDL 40 HI-CAP MERV 10 , (18X30X2) |  |  |  | 2 |  | 11.1902 | 22.3804 | February | 2027
B0157-AHU-Q | 001 | 015700000002 | 2027-02-08 00:20 | 1501003009 | FILTER, 14 INCH X 20 INCH X 2 INCH, PLEATED MDL 40 HI-CAP MERV 10 (14X20X2, 14 X 20 X 2) | 1501003009 - FILTER, 14 INCH X 20 INCH X 2 INCH, PLEATED MDL 40 HI-CAP MERV 10 (14X20X2, 14 X 20 X 2) |  |  |  | 2 |  | 0 | 0 | February | 2027
B0157-AHU-Q | 001 | 015700000004 | 2027-02-08 00:20 | 1501003009 | FILTER, 14 INCH X 20 INCH X 2 INCH, PLEATED MDL 40 HI-CAP MERV 10 (14X20X2, 14 X 20 X 2) | 1501003009 - FILTER, 14 INCH X 20 INCH X 2 INCH, PLEATED MDL 40 HI-CAP MERV 10 (14X20X2, 14 X 20 X 2) |  |  |  | 4 |  | 0 | 0 | February | 2027
B0157-AHU-Q | 001 | 015700000001 | 2027-02-08 00:20 | 1501001162 | FILTER, 12 X 24 X 4, PLEATED MDL 40 HI-CAP MERV 10 (12X24X4) | 1501001162 - FILTER, 12 X 24 X 4, PLEATED MDL 40 HI-CAP MERV 10 (12X24X4) |  |  |  | 3 |  | 6.3852 | 19.1556 | February | 2027
B0157-AHU-Q | 001 | 015700000004 | 2027-02-08 00:20 | 1501001121 | FILTER, 20 X 20 X 2, PLEATED MDL 40 STANDARD MERV 10 (20X20X2) | 1501001121 - FILTER, 20 X 20 X 2, PLEATED MDL 40 STANDARD MERV 10 (20X20X2) |  |  |  | 6 |  | 0 | 0 | February | 2027
B0157-AHU-Q | 001 | 015700000001 | 2027-02-08 00:20 | 1501001145 | FILTER, 24 X 24 X 4, PLEATED MDL 40 HI-CAP MERV 10 (24X24X4) | 1501001145 - FILTER, 24 X 24 X 4, PLEATED MDL 40 HI-CAP MERV 10 (24X24X4) |  |  |  | 6 |  | 0 | 0 | February | 2027
B0157-AHU-Q | 001 | 015700000004 | 2027-02-08 00:20 | 1501003007 | FILTER, 20 X 24 X 4, PLEATED MDL 40 HI-CAP MERV 10 (20X24X4) | 1501003007 - FILTER, 20 X 24 X 4, PLEATED MDL 40 HI-CAP MERV 10 (20X24X4) |  |  |  | 2 |  | 0 | 0 | February | 2027
B0157-AHU-Q | 001 | 015700000004 | 2027-02-08 00:20 | 1501001145 | FILTER, 24 X 24 X 4, PLEATED MDL 40 HI-CAP MERV 10 (24X24X4) | 1501001145 - FILTER, 24 X 24 X 4, PLEATED MDL 40 HI-CAP MERV 10 (24X24X4) |  |  |  | 4 |  | 0 | 0 | February | 2027
B0157-AHU-Q | 001 | 015700000004 | 2027-02-08 00:20 | 1501001119 | FILTER, 24 X 24 X 2, PLEATED MDL 40 HI-CAP MERV 10 (24X24X2) | 1501001119 - FILTER, 24 X 24 X 2, PLEATED MDL 40 HI-CAP MERV 10 (24X24X2) |  |  |  | 2 |  | 0 | 0 | February | 2027
B8126 ERV-1 A | 001 | 000000314220 | 2027-02-08 00:23 | 1501002231 | FILTER, 30/30, DUAL 9, HIGH-CAPACITY, MERV 9, 12X24X2 | 1501002231 - FILTER, 30/30, DUAL 9, HIGH-CAPACITY, MERV 9, 12X24X2 |  |  |  | 8 |  | 0 | 0 | February | 2027
B8126 ERV-1 A | 001 | 000000314220 | 2027-02-08 00:23 | 1501002234 | FILTER, 30/30, DUAL 9, HIGH-CAPACITY, MERV 9, 24X24X2 | 1501002234 - FILTER, 30/30, DUAL 9, HIGH-CAPACITY, MERV 9, 24X24X2 |  |  |  | 16 |  | 0 | 0 | February | 2027
EF S-1 T1 B | 001 | 000000003031 | 2027-02-09 | 1501001383 | BELT, #AX-48, AX48 (COG TYPE) | 1501001383 - BELT, #AX-48, AX48 (COG TYPE) |  |  |  | 1 |  | 7.5849 | 7.5849 | February | 2027
EF S-1 T1 B | 001 | 000000003033 | 2027-02-09 | 1501001375 | BELT, #AX-33, AX33 (COG TYPE) | 1501001375 - BELT, #AX-33, AX33 (COG TYPE) |  |  |  | 1 |  | 5.0301 | 5.0301 | February | 2027
EF S-1 T1 B | 001 | 000000003034 | 2027-02-09 | 1501001278 | BELT, #4L450 | 1501001278 - BELT, #4L450 |  |  |  | 1 |  | 0 | 0 | February | 2027
EF S-1 T1 B | 001 | 000000010029 | 2027-02-09 | 1501001043 | BELT, #BX-66, BX66 (COG TYPE) | 1501001043 - BELT, #BX-66, BX66 (COG TYPE) |  |  |  | 1 |  | 0 | 0 | February | 2027
EF S-1 T1 B | 001 | 000000034037 | 2027-02-09 | 1501001057 | BELT, #4L430 | 1501001057 - BELT, #4L430 |  |  |  | 1 |  | 3.2997 | 3.2997 | February | 2027
EF S-1 T1 B | 001 | 000090002555 | 2027-02-09 | 1501001309 | BELT, #4L520 | 1501001309 - BELT, #4L520 |  |  |  | 1 |  | 3.2259 | 3.2259 | February | 2027
EF S-1 T1 RF B | 001 | 000000060003 | 2027-02-09 | 1501001280 | BELT, #3L190 | 1501001280 - BELT, #3L190 |  |  |  | 1 |  | 6.095 | 6.095 | February | 2027
EF S-1 T1 RF B | 001 | 000000009068 | 2027-02-09 | 1501001282 | BELT, #3L220 | 1501001282 - BELT, #3L220 |  |  |  | 1 |  | 1.7133 | 1.7133 | February | 2027
EF S-1 T1 RF B | 001 | 000000009070 | 2027-02-09 | 1501001282 | BELT, #3L220 | 1501001282 - BELT, #3L220 |  |  |  | 1 |  | 1.7133 | 1.7133 | February | 2027
EF S-1 T1 RF B | 001 | 000008092225 | 2027-02-09 | 1501001357 | BELT, #AX-45, AX45 (COG TYPE) | 1501001357 - BELT, #AX-45, AX45 (COG TYPE) |  |  |  | 1 |  | 0 | 0 | February | 2027
EF S-1 T4 RF B | 001 | 000090003113 | 2027-02-09 | 1501001341 | BELT, #AX-25, AX25 (COG TYPE) | 1501001341 - BELT, #AX-25, AX25 (COG TYPE) |  |  |  | 1 |  | 3.8437 | 3.8437 | February | 2027
B0063 AHU LCC Q | 001 | 006300000001 | 2027-02-09 00:14 | 1501001139 | FILTER, 16 X 20 X 1, PLEATED MDL 40 HI-CAP MERV 10 (16X20X1) (ACTUAL SIZE: 15-1/2"X19-1/2"X3/4") | 1501001139 - FILTER, 16 X 20 X 1, PLEATED MDL 40 HI-CAP MERV 10 (16X20X1) (ACTUAL SIZE: 15-1/2"X19-1/2"X3/4") |  |  |  | 4 |  | 0 | 0 | February | 2027
B0063 AHU LCC Q | 001 | 006300000002 | 2027-02-09 00:14 | 1501001139 | FILTER, 16 X 20 X 1, PLEATED MDL 40 HI-CAP MERV 10 (16X20X1) (ACTUAL SIZE: 15-1/2"X19-1/2"X3/4") | 1501001139 - FILTER, 16 X 20 X 1, PLEATED MDL 40 HI-CAP MERV 10 (16X20X1) (ACTUAL SIZE: 15-1/2"X19-1/2"X3/4") |  |  |  | 4 |  | 0 | 0 | February | 2027
B0063 AHU LCC Q | 001 | 006300000003 | 2027-02-09 00:14 | 1501001139 | FILTER, 16 X 20 X 1, PLEATED MDL 40 HI-CAP MERV 10 (16X20X1) (ACTUAL SIZE: 15-1/2"X19-1/2"X3/4") | 1501001139 - FILTER, 16 X 20 X 1, PLEATED MDL 40 HI-CAP MERV 10 (16X20X1) (ACTUAL SIZE: 15-1/2"X19-1/2"X3/4") |  |  |  | 4 |  | 0 | 0 | February | 2027
B0048 AHU 1 A | 001 | 000000033000 | 2027-02-10 00:13 | 1501001617 | FILTER, 20 X 24 X 1, PLEATED MDL 40 HI-CAP MERV 10 (20X24X1) | 1501001617 - FILTER, 20 X 24 X 1, PLEATED MDL 40 HI-CAP MERV 10 (20X24X1) |  |  |  | 1 |  | 7.5693 | 7.5693 | February | 2027
B0048 AHU 2 A | 001 | 000090014049 | 2027-02-10 00:13 | 1501001133 | FILTER, 20 X 20 X 1, PLEATED MDL 40 STANDARD MERV 10 (20X20X1) | 1501001133 - FILTER, 20 X 20 X 1, PLEATED MDL 40 STANDARD MERV 10 (20X20X1) |  |  |  | 1 |  | 0 | 0 | February | 2027
B0062 AHU LCC Q | 001 | 006200000001 | 2027-02-10 00:14 | 1501001139 | FILTER, 16 X 20 X 1, PLEATED MDL 40 HI-CAP MERV 10 (16X20X1) (ACTUAL SIZE: 15-1/2"X19-1/2"X3/4") | 1501001139 - FILTER, 16 X 20 X 1, PLEATED MDL 40 HI-CAP MERV 10 (16X20X1) (ACTUAL SIZE: 15-1/2"X19-1/2"X3/4") |  |  |  | 4 |  | 0 | 0 | February | 2027
B0062 AHU LCC Q | 001 | 006200000002 | 2027-02-10 00:14 | 1501001139 | FILTER, 16 X 20 X 1, PLEATED MDL 40 HI-CAP MERV 10 (16X20X1) (ACTUAL SIZE: 15-1/2"X19-1/2"X3/4") | 1501001139 - FILTER, 16 X 20 X 1, PLEATED MDL 40 HI-CAP MERV 10 (16X20X1) (ACTUAL SIZE: 15-1/2"X19-1/2"X3/4") |  |  |  | 4 |  | 0 | 0 | February | 2027
B0062 AHU LCC Q | 001 | 006200000003 | 2027-02-10 00:14 | 1501001139 | FILTER, 16 X 20 X 1, PLEATED MDL 40 HI-CAP MERV 10 (16X20X1) (ACTUAL SIZE: 15-1/2"X19-1/2"X3/4") | 1501001139 - FILTER, 16 X 20 X 1, PLEATED MDL 40 HI-CAP MERV 10 (16X20X1) (ACTUAL SIZE: 15-1/2"X19-1/2"X3/4") |  |  |  | 4 |  | 0 | 0 | February | 2027
DX-AH-DD-Q | 001 | 000004090058 | 2027-02-10 00:25 | 1501002247 | FILTER, 30/30, DUAL 9, HIGH-CAPACITY, MERV 9, 24X24X4 | 1501002247 - FILTER, 30/30, DUAL 9, HIGH-CAPACITY, MERV 9, 24X24X4 |  |  |  | 15 |  | 0 | 0 | February | 2027
DX-AH-DD-Q | 001 | 000004090059 | 2027-02-10 00:25 | 1501002247 | FILTER, 30/30, DUAL 9, HIGH-CAPACITY, MERV 9, 24X24X4 | 1501002247 - FILTER, 30/30, DUAL 9, HIGH-CAPACITY, MERV 9, 24X24X4 |  |  |  | 15 |  | 0 | 0 | February | 2027
DX-AH-DD-Q | 001 | 000004090060 | 2027-02-10 00:25 | 1501002247 | FILTER, 30/30, DUAL 9, HIGH-CAPACITY, MERV 9, 24X24X4 | 1501002247 - FILTER, 30/30, DUAL 9, HIGH-CAPACITY, MERV 9, 24X24X4 |  |  |  | 15 |  | 0 | 0 | February | 2027
DX-AH-DD-Q | 001 | 000004090061 | 2027-02-10 00:25 | 1501002247 | FILTER, 30/30, DUAL 9, HIGH-CAPACITY, MERV 9, 24X24X4 | 1501002247 - FILTER, 30/30, DUAL 9, HIGH-CAPACITY, MERV 9, 24X24X4 |  |  |  | 15 |  | 0 | 0 | February | 2027
AHU-Q-1-STRNZ8 | 001 | 015700000003 | 2027-02-11 | 1501001191 | FILTER, 9-1/2"X19-1/2"X2" (ACTUAL SIZE), PLEATED MDL 40 HI-CAP MERV 10 (10X20X2) | 1501001191 - FILTER, 9-1/2"X19-1/2"X2" (ACTUAL SIZE), PLEATED MDL 40 HI-CAP MERV 10 (10X20X2) |  |  |  | 2 |  | 0 | 0 | February | 2027
AHU-Q-1-STRNZ8 | 001 | 015700000004 | 2027-02-11 | 1501001191 | FILTER, 9-1/2"X19-1/2"X2" (ACTUAL SIZE), PLEATED MDL 40 HI-CAP MERV 10 (10X20X2) | 1501001191 - FILTER, 9-1/2"X19-1/2"X2" (ACTUAL SIZE), PLEATED MDL 40 HI-CAP MERV 10 (10X20X2) |  |  |  | 2 |  | 0 | 0 | February | 2027
AHU-Q-1-STRNZ8 | 001 | 015800000001 | 2027-02-11 | 1501001191 | FILTER, 9-1/2"X19-1/2"X2" (ACTUAL SIZE), PLEATED MDL 40 HI-CAP MERV 10 (10X20X2) | 1501001191 - FILTER, 9-1/2"X19-1/2"X2" (ACTUAL SIZE), PLEATED MDL 40 HI-CAP MERV 10 (10X20X2) |  |  |  | 4 |  | 0 | 0 | February | 2027
AHU-Q-1-STRNZ8 | 001 | 015800000002 | 2027-02-11 | 1501001094 | FILTER, 20 X 24 X 2, PLEATED MDL 40 HI-CAP MERV 10 (20X24X2, 24X20X2, 24 X 20 X 2)) | 1501001094 - FILTER, 20 X 24 X 2, PLEATED MDL 40 HI-CAP MERV 10 (20X24X2, 24X20X2, 24 X 20 X 2)) |  |  |  | 14 |  | 0 | 0 | February | 2027
AHU-Q-1-STRNZ8 | 001 | 015700000003 | 2027-02-11 | 1501001094 | FILTER, 20 X 24 X 2, PLEATED MDL 40 HI-CAP MERV 10 (20X24X2, 24X20X2, 24 X 20 X 2)) | 1501001094 - FILTER, 20 X 24 X 2, PLEATED MDL 40 HI-CAP MERV 10 (20X24X2, 24X20X2, 24 X 20 X 2)) |  |  |  | 14 |  | 0 | 0 | February | 2027
AHU-Q-1-STRNZ8 | 001 | 015700000004 | 2027-02-11 | 1501001094 | FILTER, 20 X 24 X 2, PLEATED MDL 40 HI-CAP MERV 10 (20X24X2, 24X20X2, 24 X 20 X 2)) | 1501001094 - FILTER, 20 X 24 X 2, PLEATED MDL 40 HI-CAP MERV 10 (20X24X2, 24X20X2, 24 X 20 X 2)) |  |  |  | 14 |  | 0 | 0 | February | 2027
AHU-Q-1-STRNZ8 | 001 | 015800000001 | 2027-02-11 | 1501001094 | FILTER, 20 X 24 X 2, PLEATED MDL 40 HI-CAP MERV 10 (20X24X2, 24X20X2, 24 X 20 X 2)) | 1501001094 - FILTER, 20 X 24 X 2, PLEATED MDL 40 HI-CAP MERV 10 (20X24X2, 24X20X2, 24 X 20 X 2)) |  |  |  | 6 |  | 0 | 0 | February | 2027
AHU-Q-1-STRNZ8 | 001 | 015800000002 | 2027-02-11 | 1501003009 | FILTER, 14 INCH X 20 INCH X 2 INCH, PLEATED MDL 40 HI-CAP MERV 10 (14X20X2, 14 X 20 X 2) | 1501003009 - FILTER, 14 INCH X 20 INCH X 2 INCH, PLEATED MDL 40 HI-CAP MERV 10 (14X20X2, 14 X 20 X 2) |  |  |  | 2 |  | 0 | 0 | February | 2027
AHU-Q-1-STRNZ8 | 001 | 015700000003 | 2027-02-11 | 1501001122 | FILTER, 16 X 25 X 2, PLEATED MDL 40 HI-CAP MERV 10 (16X25X2) | 1501001122 - FILTER, 16 X 25 X 2, PLEATED MDL 40 HI-CAP MERV 10 (16X25X2) |  |  |  | 4 |  | 0 | 0 | February | 2027
AHU-Q-1-STRNZ8 | 001 | 015700000004 | 2027-02-11 | 1501003009 | FILTER, 14 INCH X 20 INCH X 2 INCH, PLEATED MDL 40 HI-CAP MERV 10 (14X20X2, 14 X 20 X 2) | 1501003009 - FILTER, 14 INCH X 20 INCH X 2 INCH, PLEATED MDL 40 HI-CAP MERV 10 (14X20X2, 14 X 20 X 2) |  |  |  | 2 |  | 0 | 0 | February | 2027
AHU-Q-1-STRNZ8 | 001 | 015800000001 | 2027-02-11 | 1501001154 | FILTER, 24 X 30 X 2, PLEATED MDL 40 HI-CAP MERV 10 (24X30X2) | 1501001154 - FILTER, 24 X 30 X 2, PLEATED MDL 40 HI-CAP MERV 10 (24X30X2) |  |  |  | 1 |  | 15.4217 | 15.4217 | February | 2027
AHU-Q-1-STRNZ8 | 001 | 015800000002 | 2027-02-11 | 1501001191 | FILTER, 9-1/2"X19-1/2"X2" (ACTUAL SIZE), PLEATED MDL 40 HI-CAP MERV 10 (10X20X2) | 1501001191 - FILTER, 9-1/2"X19-1/2"X2" (ACTUAL SIZE), PLEATED MDL 40 HI-CAP MERV 10 (10X20X2) |  |  |  | 2 |  | 0 | 0 | February | 2027
AHU-Q-1-STRNZ8 | 001 | 015700000004 | 2027-02-11 | 1501001122 | FILTER, 16 X 25 X 2, PLEATED MDL 40 HI-CAP MERV 10 (16X25X2) | 1501001122 - FILTER, 16 X 25 X 2, PLEATED MDL 40 HI-CAP MERV 10 (16X25X2) |  |  |  | 4 |  | 0 | 0 | February | 2027
AHU-Q-1-STRNZ8 | 001 | 015800000001 | 2027-02-11 | 1501003009 | FILTER, 14 INCH X 20 INCH X 2 INCH, PLEATED MDL 40 HI-CAP MERV 10 (14X20X2, 14 X 20 X 2) | 1501003009 - FILTER, 14 INCH X 20 INCH X 2 INCH, PLEATED MDL 40 HI-CAP MERV 10 (14X20X2, 14 X 20 X 2) |  |  |  | 2 |  | 0 | 0 | February | 2027
AHU-Q-1-STRNZ8 | 001 | 015800000002 | 2027-02-11 | 1501001122 | FILTER, 16 X 25 X 2, PLEATED MDL 40 HI-CAP MERV 10 (16X25X2) | 1501001122 - FILTER, 16 X 25 X 2, PLEATED MDL 40 HI-CAP MERV 10 (16X25X2) |  |  |  | 4 |  | 0 | 0 | February | 2027
AHU-Q-1-STRNZ8 | 001 | 015800000001 | 2027-02-11 | 1501001910 | FILTER, 20 X 25 X 2, PLEATED MDL 40 HI-CAP MERV 10 (20X25X2) | 1501001910 - FILTER, 20 X 25 X 2, PLEATED MDL 40 HI-CAP MERV 10 (20X25X2) |  |  |  | 3 |  | 0 | 0 | February | 2027
AHU-Q-1-STRNZ8 | 001 | 015800000001 | 2027-02-11 | 1501001148 | FILTER, 18 3/4 X 24 X 2, 18-3/4 X 24 2, PLEATED MDL 40 HI-CAP MERV 10 , (18.75 X 24 X X2, 18.75X24X2) | 1501001148 - FILTER, 18 3/4 X 24 X 2, 18-3/4 X 24 2, PLEATED MDL 40 HI-CAP MERV 10 , (18.75 X 24 X X2, 18.75X24X2) |  |  |  | 4 |  | 9.2498 | 36.9992 | February | 2027
EXSTFAN Q-1 JTW | 001 | 000000016016 | 2027-02-11 | 1501001026 | BELT, #AX-24, AX24 (COG TYPE) | 1501001026 - BELT, #AX-24, AX24 (COG TYPE) |  |  |  | 1 |  | 0 | 0 | February | 2027
EXSTFAN Q-1 JTW | 001 | 000000016012 | 2027-02-11 | 1501001292 | BELT, #4L210 | 1501001292 - BELT, #4L210 |  |  |  | 1 |  | 0 | 0 | February | 2027
B0048 AHU 3 A | 001 | 000090014047 | 2027-02-11 00:13 | 1501001133 | FILTER, 20 X 20 X 1, PLEATED MDL 40 STANDARD MERV 10 (20X20X1) | 1501001133 - FILTER, 20 X 20 X 1, PLEATED MDL 40 STANDARD MERV 10 (20X20X1) |  |  |  | 1 |  | 0 | 0 | February | 2027
B0048 AHU 4 A | 001 | 000090014045 | 2027-02-11 00:13 | 1501001133 | FILTER, 20 X 20 X 1, PLEATED MDL 40 STANDARD MERV 10 (20X20X1) | 1501001133 - FILTER, 20 X 20 X 1, PLEATED MDL 40 STANDARD MERV 10 (20X20X1) |  |  |  | 1 |  | 0 | 0 | February | 2027
B0048 RTU1 A | 001 | 000008092613 | 2027-02-11 00:13 | 1501002237 | FILTER, 30/30, DUAL 9, HIGH-CAPACITY, MERV 9, 20X25X2 | 1501002237 - FILTER, 30/30, DUAL 9, HIGH-CAPACITY, MERV 9, 20X25X2 |  |  |  | 6 |  | 16.46 | 98.76 | February | 2027
B0060 AHU LCC Q | 001 | 006000000001 | 2027-02-11 00:14 | 1501001139 | FILTER, 16 X 20 X 1, PLEATED MDL 40 HI-CAP MERV 10 (16X20X1) (ACTUAL SIZE: 15-1/2"X19-1/2"X3/4") | 1501001139 - FILTER, 16 X 20 X 1, PLEATED MDL 40 HI-CAP MERV 10 (16X20X1) (ACTUAL SIZE: 15-1/2"X19-1/2"X3/4") |  |  |  | 4 |  | 0 | 0 | February | 2027
B0060 AHU LCC Q | 001 | 006000000002 | 2027-02-11 00:14 | 1501001139 | FILTER, 16 X 20 X 1, PLEATED MDL 40 HI-CAP MERV 10 (16X20X1) (ACTUAL SIZE: 15-1/2"X19-1/2"X3/4") | 1501001139 - FILTER, 16 X 20 X 1, PLEATED MDL 40 HI-CAP MERV 10 (16X20X1) (ACTUAL SIZE: 15-1/2"X19-1/2"X3/4") |  |  |  | 4 |  | 0 | 0 | February | 2027
B0060 AHU LCC Q | 001 | 006000000003 | 2027-02-11 00:14 | 1501001139 | FILTER, 16 X 20 X 1, PLEATED MDL 40 HI-CAP MERV 10 (16X20X1) (ACTUAL SIZE: 15-1/2"X19-1/2"X3/4") | 1501001139 - FILTER, 16 X 20 X 1, PLEATED MDL 40 HI-CAP MERV 10 (16X20X1) (ACTUAL SIZE: 15-1/2"X19-1/2"X3/4") |  |  |  | 4 |  | 0 | 0 | February | 2027
B0061 AHU LCC Q | 001 | 006100000001 | 2027-02-11 00:14 | 1501001139 | FILTER, 16 X 20 X 1, PLEATED MDL 40 HI-CAP MERV 10 (16X20X1) (ACTUAL SIZE: 15-1/2"X19-1/2"X3/4") | 1501001139 - FILTER, 16 X 20 X 1, PLEATED MDL 40 HI-CAP MERV 10 (16X20X1) (ACTUAL SIZE: 15-1/2"X19-1/2"X3/4") |  |  |  | 4 |  | 0 | 0 | February | 2027
B0061 AHU LCC Q | 001 | 006100000002 | 2027-02-11 00:14 | 1501001139 | FILTER, 16 X 20 X 1, PLEATED MDL 40 HI-CAP MERV 10 (16X20X1) (ACTUAL SIZE: 15-1/2"X19-1/2"X3/4") | 1501001139 - FILTER, 16 X 20 X 1, PLEATED MDL 40 HI-CAP MERV 10 (16X20X1) (ACTUAL SIZE: 15-1/2"X19-1/2"X3/4") |  |  |  | 4 |  | 0 | 0 | February | 2027
B0061 AHU LCC Q | 001 | 006100000003 | 2027-02-11 00:14 | 1501001139 | FILTER, 16 X 20 X 1, PLEATED MDL 40 HI-CAP MERV 10 (16X20X1) (ACTUAL SIZE: 15-1/2"X19-1/2"X3/4") | 1501001139 - FILTER, 16 X 20 X 1, PLEATED MDL 40 HI-CAP MERV 10 (16X20X1) (ACTUAL SIZE: 15-1/2"X19-1/2"X3/4") |  |  |  | 4 |  | 0 | 0 | February | 2027
0123-FCU-1-1 Q | 001 | 0123-H-FCU-1-1 | 2027-02-12 | 1501001213 | FILTER, 8 X 16 X 1, PLEATED MDL 40 HI-CAP MERV 10 (8X16X1) | 1501001213 - FILTER, 8 X 16 X 1, PLEATED MDL 40 HI-CAP MERV 10 (8X16X1) |  |  |  | 1 |  | 4.8546 | 4.8546 | February | 2027
0123-FCU-1-2 Q | 001 | 0123-H-FCU-1-2 | 2027-02-12 | 1501001213 | FILTER, 8 X 16 X 1, PLEATED MDL 40 HI-CAP MERV 10 (8X16X1) | 1501001213 - FILTER, 8 X 16 X 1, PLEATED MDL 40 HI-CAP MERV 10 (8X16X1) |  |  |  | 1 |  | 4.8546 | 4.8546 | February | 2027
B0002A AHU-1 Q | 001 | 000000006000 | 2027-02-12 | 1501001122 | FILTER, 16 X 25 X 2, PLEATED MDL 40 HI-CAP MERV 10 (16X25X2) | 1501001122 - FILTER, 16 X 25 X 2, PLEATED MDL 40 HI-CAP MERV 10 (16X25X2) |  |  |  | 2 |  | 0 | 0 | February | 2027
B0002A AHU-1 Q | 001 | 000000006000 | 2027-02-12 | 1501001910 | FILTER, 20 X 25 X 2, PLEATED MDL 40 HI-CAP MERV 10 (20X25X2) | 1501001910 - FILTER, 20 X 25 X 2, PLEATED MDL 40 HI-CAP MERV 10 (20X25X2) |  |  |  | 4 |  | 0 | 0 | February | 2027
B0002A AHU1-2 Q | 001 | 000000006001 | 2027-02-12 | 1501001122 | FILTER, 16 X 25 X 2, PLEATED MDL 40 HI-CAP MERV 10 (16X25X2) | 1501001122 - FILTER, 16 X 25 X 2, PLEATED MDL 40 HI-CAP MERV 10 (16X25X2) |  |  |  | 2 |  | 0 | 0 | February | 2027
B0002A AHU1-2 Q | 001 | 000000006001 | 2027-02-12 | 1501001910 | FILTER, 20 X 25 X 2, PLEATED MDL 40 HI-CAP MERV 10 (20X25X2) | 1501001910 - FILTER, 20 X 25 X 2, PLEATED MDL 40 HI-CAP MERV 10 (20X25X2) |  |  |  | 4 |  | 0 | 0 | February | 2027
B0123 FCU Q Z2 | 001 | 000002000194 | 2027-02-12 | 1501001133 | FILTER, 20 X 20 X 1, PLEATED MDL 40 STANDARD MERV 10 (20X20X1) | 1501001133 - FILTER, 20 X 20 X 1, PLEATED MDL 40 STANDARD MERV 10 (20X20X1) |  |  |  | 1 |  | 0 | 0 | February | 2027
B0123 FCU Q Z2 | 001 | 000002000193 | 2027-02-12 | 1501001133 | FILTER, 20 X 20 X 1, PLEATED MDL 40 STANDARD MERV 10 (20X20X1) | 1501001133 - FILTER, 20 X 20 X 1, PLEATED MDL 40 STANDARD MERV 10 (20X20X1) |  |  |  | 1 |  | 0 | 0 | February | 2027
DX-M-SERV T3 | 001 | 000000066000 | 2027-02-12 | 1501001112 | FILTER, 18 X 24 X 1, PLEATED MDL 40 HI-CAP MERV 10 (18X24X1, 24X18X1, 24 X 18 X 1) | 1501001112 - FILTER, 18 X 24 X 1, PLEATED MDL 40 HI-CAP MERV 10 (18X24X1, 24X18X1, 24 X 18 X 1) |  |  |  | 1 |  | 0 | 0 | February | 2027
DX-M-SERV T3 | 001 | 000000000920 | 2027-02-12 | 1501001141 | FILTER, 16 X 25 X 1, PLEATED MDL 40 HI-CAP MERV 10 (16X25X1) | 1501001141 - FILTER, 16 X 25 X 1, PLEATED MDL 40 HI-CAP MERV 10 (16X25X1) |  |  |  | 2 |  | 0 | 0 | February | 2027
FCU-Q-1-Z2 | 001 | 000002000186 | 2027-02-12 | 1501001873 | FILTER, 18 X 32 X 2, PLEATED MDL 40 HI-CAP MERV 10 (18X32X2, 32X18X2) | 1501001873 - FILTER, 18 X 32 X 2, PLEATED MDL 40 HI-CAP MERV 10 (18X32X2, 32X18X2) |  |  |  | 1 |  | 13.42 | 13.42 | February | 2027
FCU-Q-1-Z2 | 001 | 000002000187 | 2027-02-12 | 1501001870 | FILTER, 6 X 12 X 1, PLEATED MDL 40 HI-CAP MERV 10 (6X12X1, 12X6X1) | 1501001870 - FILTER, 6 X 12 X 1, PLEATED MDL 40 HI-CAP MERV 10 (6X12X1, 12X6X1) |  |  |  | 1 |  | 3.02 | 3.02 | February | 2027
FCU-Q-1-Z2 | 001 | 000002000188 | 2027-02-12 | 1501001870 | FILTER, 6 X 12 X 1, PLEATED MDL 40 HI-CAP MERV 10 (6X12X1, 12X6X1) | 1501001870 - FILTER, 6 X 12 X 1, PLEATED MDL 40 HI-CAP MERV 10 (6X12X1, 12X6X1) |  |  |  | 1 |  | 3.02 | 3.02 | February | 2027
FCU-Q-1-Z2 | 001 | 000002000189 | 2027-02-12 | 1501001133 | FILTER, 20 X 20 X 1, PLEATED MDL 40 STANDARD MERV 10 (20X20X1) | 1501001133 - FILTER, 20 X 20 X 1, PLEATED MDL 40 STANDARD MERV 10 (20X20X1) |  |  |  | 1 |  | 0 | 0 | February | 2027
FCU-Q-1-Z2 | 001 | 000002000190 | 2027-02-12 | 1501001133 | FILTER, 20 X 20 X 1, PLEATED MDL 40 STANDARD MERV 10 (20X20X1) | 1501001133 - FILTER, 20 X 20 X 1, PLEATED MDL 40 STANDARD MERV 10 (20X20X1) |  |  |  | 1 |  | 0 | 0 | February | 2027
FCU-Q-1-Z2 | 001 | 000002000191 | 2027-02-12 | 1501001872 | FILTER, 12 X 14 X 1, PLEATED MDL 40 HI-CAP MERV 10 (12X14X1, 14X12X1) | 1501001872 - FILTER, 12 X 14 X 1, PLEATED MDL 40 HI-CAP MERV 10 (12X14X1, 14X12X1) |  |  |  | 1 |  | 4.674 | 4.674 | February | 2027
FCU-Q-1-Z2 | 001 | 000002000192 | 2027-02-12 | 1501001872 | FILTER, 12 X 14 X 1, PLEATED MDL 40 HI-CAP MERV 10 (12X14X1, 14X12X1) | 1501001872 - FILTER, 12 X 14 X 1, PLEATED MDL 40 HI-CAP MERV 10 (12X14X1, 14X12X1) |  |  |  | 1 |  | 4.674 | 4.674 | February | 2027
AHU STN 8Q 1.5H | 001 | 015900000001 | 2027-02-12 00:10 | 1501001910 | FILTER, 20 X 25 X 2, PLEATED MDL 40 HI-CAP MERV 10 (20X25X2) | 1501001910 - FILTER, 20 X 25 X 2, PLEATED MDL 40 HI-CAP MERV 10 (20X25X2) |  |  |  | 6 |  | 0 | 0 | February | 2027
AHU STN 8Q 1.5H | 001 | 015900000001 | 2027-02-12 00:10 | 1501001553 | FILTER, 16 X 30 X 2, PLEATED MDL 40 HI-CAP MERV 10 (16X30X2) | 1501001553 - FILTER, 16 X 30 X 2, PLEATED MDL 40 HI-CAP MERV 10 (16X30X2) |  |  |  | 1 |  | 11.9448 | 11.9448 | February | 2027
AHU STN 8Q 1.5H | 001 | 015900000001 | 2027-02-12 00:10 | 1501001486 | FILTER, 10 X 24 X 2, PLEATED MDL 40 HI-CAP MERV 10 (10X24X2) | 1501001486 - FILTER, 10 X 24 X 2, PLEATED MDL 40 HI-CAP MERV 10 (10X24X2) |  |  |  | 1 |  | 5.9354 | 5.9354 | February | 2027
AHU STN 8Q 1.5H | 001 | 015900000001 | 2027-02-12 00:10 | 1501001134 | FILTER, 20 X 30 X 1, PLEATED MDL 40 HI-CAP MERV 10 (20X30X1) | 1501001134 - FILTER, 20 X 30 X 1, PLEATED MDL 40 HI-CAP MERV 10 (20X30X1) |  |  |  | 1 |  | 0 | 0 | February | 2027
B0156 AHU Q 5 | 001 | 015600000005 | 2027-02-12 00:20 | 1501003009 | FILTER, 14 INCH X 20 INCH X 2 INCH, PLEATED MDL 40 HI-CAP MERV 10 (14X20X2, 14 X 20 X 2) | 1501003009 - FILTER, 14 INCH X 20 INCH X 2 INCH, PLEATED MDL 40 HI-CAP MERV 10 (14X20X2, 14 X 20 X 2) |  |  |  | 4 |  | 0 | 0 | February | 2027
B0156 AHU Q 5 | 001 | 015600000005 | 2027-02-12 00:20 | 1501001121 | FILTER, 20 X 20 X 2, PLEATED MDL 40 STANDARD MERV 10 (20X20X2) | 1501001121 - FILTER, 20 X 20 X 2, PLEATED MDL 40 STANDARD MERV 10 (20X20X2) |  |  |  | 22 |  | 0 | 0 | February | 2027
B0156 AHU Q 5 | 001 | 015600000005 | 2027-02-12 00:20 | 1501001094 | FILTER, 20 X 24 X 2, PLEATED MDL 40 HI-CAP MERV 10 (20X24X2, 24X20X2, 24 X 20 X 2)) | 1501001094 - FILTER, 20 X 24 X 2, PLEATED MDL 40 HI-CAP MERV 10 (20X24X2, 24X20X2, 24 X 20 X 2)) |  |  |  | 10 |  | 0 | 0 | February | 2027
B0156 AHU Q 5 | 001 | 015600000005 | 2027-02-12 00:20 | 1501003007 | FILTER, 20 X 24 X 4, PLEATED MDL 40 HI-CAP MERV 10 (20X24X4) | 1501003007 - FILTER, 20 X 24 X 4, PLEATED MDL 40 HI-CAP MERV 10 (20X24X4) |  |  |  | 10 |  | 0 | 0 | February | 2027
B0156 AHU Q 5 | 001 | 015600000005 | 2027-02-12 00:20 | 1501001911 | FILTER, 16 X 25 X 4, PLEATED MDL 40 HI-CAP MERV 10 (16X25X4) | 1501001911 - FILTER, 16 X 25 X 4, PLEATED MDL 40 HI-CAP MERV 10 (16X25X4) |  |  |  | 3 |  | 0 | 0 | February | 2027
B0156 AHU Q 5 | 001 | 015600000005 | 2027-02-12 00:20 | 1501001191 | FILTER, 9-1/2"X19-1/2"X2" (ACTUAL SIZE), PLEATED MDL 40 HI-CAP MERV 10 (10X20X2) | 1501001191 - FILTER, 9-1/2"X19-1/2"X2" (ACTUAL SIZE), PLEATED MDL 40 HI-CAP MERV 10 (10X20X2) |  |  |  | 2 |  | 0 | 0 | February | 2027
B8136 AHU Q 2HR | 001 | 813600000007 | 2027-02-12 00:23 | 1501001113 | FILTER, 18 X 20 X 1 PLEATED MDL 40 HI-CAP MERV 10 (18X20X1) | 1501001113 - FILTER, 18 X 20 X 1 PLEATED MDL 40 HI-CAP MERV 10 (18X20X1) |  |  |  | 12 |  | 4.4699 | 53.6388 | February | 2027
B8136 AHU Q 2HR | 001 | 813600000007 | 2027-02-12 00:23 | 1501001881 | FILTER, 22 X 24 X 1, PLEATED MDL 40 HI-CAP MERV 10 (22X24X1) | 1501001881 - FILTER, 22 X 24 X 1, PLEATED MDL 40 HI-CAP MERV 10 (22X24X1) |  |  |  | 1 |  | 0 | 0 | February | 2027
B8136 AHU Q 2HR | 001 | 813600000007 | 2027-02-12 00:23 | 1501001275 | FILTER, 16.5 X 21.5 X 1, PLEATED MDL 40 STANDARD MERV 10 (16 1/2 X 21 1/2 X 1, 16 1/2X21 1/2X1) | 1501001275 - FILTER, 16.5 X 21.5 X 1, PLEATED MDL 40 STANDARD MERV 10 (16 1/2 X 21 1/2 X 1, 16 1/2X21 1/2X1) |  |  |  | 1 |  | 0 | 0 | February | 2027
B0157 5FL AHUQ | 001 | 015700000005 | 2027-02-15 | 1501001191 | FILTER, 9-1/2"X19-1/2"X2" (ACTUAL SIZE), PLEATED MDL 40 HI-CAP MERV 10 (10X20X2) | 1501001191 - FILTER, 9-1/2"X19-1/2"X2" (ACTUAL SIZE), PLEATED MDL 40 HI-CAP MERV 10 (10X20X2) |  |  |  | 2 |  | 0 | 0 | February | 2027
B0157 5FL AHUQ | 001 | 015700000005 | 2027-02-15 | 1501003009 | FILTER, 14 INCH X 20 INCH X 2 INCH, PLEATED MDL 40 HI-CAP MERV 10 (14X20X2, 14 X 20 X 2) | 1501003009 - FILTER, 14 INCH X 20 INCH X 2 INCH, PLEATED MDL 40 HI-CAP MERV 10 (14X20X2, 14 X 20 X 2) |  |  |  | 6 |  | 0 | 0 | February | 2027
B0157 5FL AHUQ | 001 | 015700000005 | 2027-02-15 | 1501001121 | FILTER, 20 X 20 X 2, PLEATED MDL 40 STANDARD MERV 10 (20X20X2) | 1501001121 - FILTER, 20 X 20 X 2, PLEATED MDL 40 STANDARD MERV 10 (20X20X2) |  |  |  | 38 |  | 0 | 0 | February | 2027
B0157 5FL AHUQ | 001 | 015700000005 | 2027-02-15 | 1501001153 | FILTER, 17.5 X 24.5 X 4, PLEATED MDL 40 HI-CAP MERV 10 (17.5X24.5X4), 17 1/2X24 1/2X4 | 1501001153 - FILTER, 17.5 X 24.5 X 4, PLEATED MDL 40 HI-CAP MERV 10 (17.5X24.5X4), 17 1/2X24 1/2X4 |  |  |  | 4 |  | 0 | 0 | February | 2027
B0157 5FL AHUQ | 001 | 015700000005 | 2027-02-15 | 1501001094 | FILTER, 20 X 24 X 2, PLEATED MDL 40 HI-CAP MERV 10 (20X24X2, 24X20X2, 24 X 20 X 2)) | 1501001094 - FILTER, 20 X 24 X 2, PLEATED MDL 40 HI-CAP MERV 10 (20X24X2, 24X20X2, 24 X 20 X 2)) |  |  |  | 12 |  | 0 | 0 | February | 2027
B0157 5FL AHUQ | 001 | 015700000005 | 2027-02-15 | 1501001145 | FILTER, 24 X 24 X 4, PLEATED MDL 40 HI-CAP MERV 10 (24X24X4) | 1501001145 - FILTER, 24 X 24 X 4, PLEATED MDL 40 HI-CAP MERV 10 (24X24X4) |  |  |  | 4 |  | 0 | 0 | February | 2027
B0157 5FL AHUQ | 001 | 015700000005 | 2027-02-15 | 1501003007 | FILTER, 20 X 24 X 4, PLEATED MDL 40 HI-CAP MERV 10 (20X24X4) | 1501003007 - FILTER, 20 X 24 X 4, PLEATED MDL 40 HI-CAP MERV 10 (20X24X4) |  |  |  | 12 |  | 0 | 0 | February | 2027
B0157 5FL AHUQ | 001 | 015700000005 | 2027-02-15 | 1501001119 | FILTER, 24 X 24 X 2, PLEATED MDL 40 HI-CAP MERV 10 (24X24X2) | 1501001119 - FILTER, 24 X 24 X 2, PLEATED MDL 40 HI-CAP MERV 10 (24X24X2) |  |  |  | 4 |  | 0 | 0 | February | 2027
B0158 PH AHU Q | 001 | 015800000006 | 2027-02-15 | 1501001191 | FILTER, 9-1/2"X19-1/2"X2" (ACTUAL SIZE), PLEATED MDL 40 HI-CAP MERV 10 (10X20X2) | 1501001191 - FILTER, 9-1/2"X19-1/2"X2" (ACTUAL SIZE), PLEATED MDL 40 HI-CAP MERV 10 (10X20X2) |  |  |  | 2 |  | 0 | 0 | February | 2027
B0158 PH AHU Q | 001 | 015800000006 | 2027-02-15 | 1501001154 | FILTER, 24 X 30 X 2, PLEATED MDL 40 HI-CAP MERV 10 (24X30X2) | 1501001154 - FILTER, 24 X 30 X 2, PLEATED MDL 40 HI-CAP MERV 10 (24X30X2) |  |  |  | 1 |  | 15.4217 | 15.4217 | February | 2027
B0158 PH AHU Q | 001 | 015800000006 | 2027-02-15 | 1501001121 | FILTER, 20 X 20 X 2, PLEATED MDL 40 STANDARD MERV 10 (20X20X2) | 1501001121 - FILTER, 20 X 20 X 2, PLEATED MDL 40 STANDARD MERV 10 (20X20X2) |  |  |  | 41 |  | 0 | 0 | February | 2027
B0158 PH AHU Q | 001 | 015800000006 | 2027-02-15 | 1501001910 | FILTER, 20 X 25 X 2, PLEATED MDL 40 HI-CAP MERV 10 (20X25X2) | 1501001910 - FILTER, 20 X 25 X 2, PLEATED MDL 40 HI-CAP MERV 10 (20X25X2) |  |  |  | 2 |  | 0 | 0 | February | 2027
B0158 PH AHU Q | 001 | 015800000006 | 2027-02-15 | 1501001621 | FILTER, 15 X 25 X 2, PLEATED MDL 40 HI-CAP MERV 10 (15X25X2) | 1501001621 - FILTER, 15 X 25 X 2, PLEATED MDL 40 HI-CAP MERV 10 (15X25X2) |  |  |  | 2 |  | 9.35 | 18.7 | February | 2027
B0158 PH AHU Q | 001 | 015800000006 | 2027-02-15 | 1501001619 | FILTER, 15 X 20 X 2, PLEATED MDL 40 HI-CAP MERV 10 (15X20X2) | 1501001619 - FILTER, 15 X 20 X 2, PLEATED MDL 40 HI-CAP MERV 10 (15X20X2) |  |  |  | 1 |  | 3.71 | 3.71 | February | 2027
B0158 PH AHU Q | 001 | 015800000006 | 2027-02-15 | 1501001120 | FILTER, 20 X 25 X 4, PLEATED MDL 40 HI-CAP MERV 10 (20X25X4) | 1501001120 - FILTER, 20 X 25 X 4, PLEATED MDL 40 HI-CAP MERV 10 (20X25X4) |  |  |  | 2 |  | 0 | 0 | February | 2027
B0158 PH AHU Q | 001 | 015800000006 | 2027-02-15 | 1501001594 | FILTER, 20 X 20 X 4, PLEATED MDL 40 HI-CAP MERV 10 (20X20X4) | 1501001594 - FILTER, 20 X 20 X 4, PLEATED MDL 40 HI-CAP MERV 10 (20X20X4) |  |  |  | 1 |  | 5.2111 | 5.2111 | February | 2027
B0158 PH AHU Q | 001 | 015800000006 | 2027-02-15 | 1501001152 | FILTER, 15 X 25 X 4, PLEATED MDL 40 HI-CAP MERV 10 (15X25X4) | 1501001152 - FILTER, 15 X 25 X 4, PLEATED MDL 40 HI-CAP MERV 10 (15X25X4) |  |  |  | 2 |  | 10.3563 | 20.7126 | February | 2027
B0158 PH AHU Q | 001 | 015800000006 | 2027-02-15 | 1501001151 | FILTER, 15 X 20 X 4, 15X20X4, PLEATED MDL 40 HI-CAP MERV 10 | 1501001151 - FILTER, 15 X 20 X 4, 15X20X4, PLEATED MDL 40 HI-CAP MERV 10 |  |  |  | 1 |  | 9.3478 | 9.3478 | February | 2027
B0158 PH AHU Q | 001 | 015800000006 | 2027-02-15 | 1501001094 | FILTER, 20 X 24 X 2, PLEATED MDL 40 HI-CAP MERV 10 (20X24X2, 24X20X2, 24 X 20 X 2)) | 1501001094 - FILTER, 20 X 24 X 2, PLEATED MDL 40 HI-CAP MERV 10 (20X24X2, 24X20X2, 24 X 20 X 2)) |  |  |  | 12 |  | 0 | 0 | February | 2027
B0158 PH AHU Q | 001 | 015800000006 | 2027-02-15 | 1501003007 | FILTER, 20 X 24 X 4, PLEATED MDL 40 HI-CAP MERV 10 (20X24X4) | 1501003007 - FILTER, 20 X 24 X 4, PLEATED MDL 40 HI-CAP MERV 10 (20X24X4) |  |  |  | 12 |  | 0 | 0 | February | 2027
B0158 PH AHU Q | 001 | 015800000006 | 2027-02-15 | 1501003009 | FILTER, 14 INCH X 20 INCH X 2 INCH, PLEATED MDL 40 HI-CAP MERV 10 (14X20X2, 14 X 20 X 2) | 1501003009 - FILTER, 14 INCH X 20 INCH X 2 INCH, PLEATED MDL 40 HI-CAP MERV 10 (14X20X2, 14 X 20 X 2) |  |  |  | 4 |  | 0 | 0 | February | 2027
B0158 PH AHU Q | 001 | 015800000006 | 2027-02-15 | 1501001145 | FILTER, 24 X 24 X 4, PLEATED MDL 40 HI-CAP MERV 10 (24X24X4) | 1501001145 - FILTER, 24 X 24 X 4, PLEATED MDL 40 HI-CAP MERV 10 (24X24X4) |  |  |  | 4 |  | 0 | 0 | February | 2027
B0158 PH AHU Q | 001 | 015800000006 | 2027-02-15 | 1501001119 | FILTER, 24 X 24 X 2, PLEATED MDL 40 HI-CAP MERV 10 (24X24X2) | 1501001119 - FILTER, 24 X 24 X 2, PLEATED MDL 40 HI-CAP MERV 10 (24X24X2) |  |  |  | 4 |  | 0 | 0 | February | 2027
B8136 AHU Q RF | 001 | 813600000009 | 2027-02-15 | 1501001123 | FILTER, 16 X 20 X 2, PLEATED MDL 40 HI-CAP MERV 10 (16X20X2) | 1501001123 - FILTER, 16 X 20 X 2, PLEATED MDL 40 HI-CAP MERV 10 (16X20X2) |  |  |  | 4 |  | 0 | 0 | February | 2027
B8136 AHU Q RF | 001 | 813600000009 | 2027-02-15 | 1501001127 | FILTER, 16 X 16 X 2, PLEATED MDL 40 HI-CAP MERV 10 (16X16X2) | 1501001127 - FILTER, 16 X 16 X 2, PLEATED MDL 40 HI-CAP MERV 10 (16X16X2) |  |  |  | 8 |  | 5.2706 | 42.1648 | February | 2027
B8136 AHU Q RF | 001 | 813600000009 | 2027-02-15 | 1501001122 | FILTER, 16 X 25 X 2, PLEATED MDL 40 HI-CAP MERV 10 (16X25X2) | 1501001122 - FILTER, 16 X 25 X 2, PLEATED MDL 40 HI-CAP MERV 10 (16X25X2) |  |  |  | 8 |  | 0 | 0 | February | 2027
B0059 AHU LCC Q | 001 | 005900000001 | 2027-02-15 00:14 | 1501001139 | FILTER, 16 X 20 X 1, PLEATED MDL 40 HI-CAP MERV 10 (16X20X1) (ACTUAL SIZE: 15-1/2"X19-1/2"X3/4") | 1501001139 - FILTER, 16 X 20 X 1, PLEATED MDL 40 HI-CAP MERV 10 (16X20X1) (ACTUAL SIZE: 15-1/2"X19-1/2"X3/4") |  |  |  | 4 |  | 0 | 0 | February | 2027
B0059 AHU LCC Q | 001 | 005900000002 | 2027-02-15 00:14 | 1501001139 | FILTER, 16 X 20 X 1, PLEATED MDL 40 HI-CAP MERV 10 (16X20X1) (ACTUAL SIZE: 15-1/2"X19-1/2"X3/4") | 1501001139 - FILTER, 16 X 20 X 1, PLEATED MDL 40 HI-CAP MERV 10 (16X20X1) (ACTUAL SIZE: 15-1/2"X19-1/2"X3/4") |  |  |  | 4 |  | 0 | 0 | February | 2027
B0059 AHU LCC Q | 001 | 005900000003 | 2027-02-15 00:14 | 1501001139 | FILTER, 16 X 20 X 1, PLEATED MDL 40 HI-CAP MERV 10 (16X20X1) (ACTUAL SIZE: 15-1/2"X19-1/2"X3/4") | 1501001139 - FILTER, 16 X 20 X 1, PLEATED MDL 40 HI-CAP MERV 10 (16X20X1) (ACTUAL SIZE: 15-1/2"X19-1/2"X3/4") |  |  |  | 4 |  | 0 | 0 | February | 2027
B0074 DAHU1 A | 001 | 000000064000 | 2027-02-15 00:15 | 1501001534 | FILTER, 12 X 24 X 1, PLEATED MDL 40 HI-CAP MERV 10 (12X24X1) | 1501001534 - FILTER, 12 X 24 X 1, PLEATED MDL 40 HI-CAP MERV 10 (12X24X1) |  |  |  | 1 |  | 3.0238 | 3.0238 | February | 2027
B0154 AHU-1 A | 001 | 000000129019 | 2027-02-15 00:20 | 1501001062 | DRAIN CLEANER, CONSUME (12 X 1 QUART BOTTLES PER CASE), UOM IS EACH | 1501001062 - DRAIN CLEANER, CONSUME (12 X 1 QUART BOTTLES PER CASE), UOM IS EACH |  |  |  | 1 |  | 0 | 0 | February | 2027
B0154 AHU-1 A | 001 | 000000129019 | 2027-02-15 00:20 | 1501001459 | BELT, #BX-48, BX48 (COG TYPE) | 1501001459 - BELT, #BX-48, BX48 (COG TYPE) |  |  |  | 2 |  | 0 | 0 | February | 2027
B0154 AHU-1 A | 001 | 000000129019 | 2027-02-15 00:20 | 1501002236 | FILTER, 30/30, DUAL 9, HIGH-CAPACITY, MERV 9, 16X25X2 | 1501002236 - FILTER, 30/30, DUAL 9, HIGH-CAPACITY, MERV 9, 16X25X2 |  |  |  | 12 |  | 0 | 0 | February | 2027
B0154 AHU-3 Q | 001 | 000007092009 | 2027-02-15 00:20 | 1501002210 | FILTER, BAG, 24X24X12, MERV14A, CAMFIL 10P, 405619A12 | 1501002210 - FILTER, BAG, 24X24X12, MERV14A, CAMFIL 10P, 405619A12 |  |  |  | 2 |  | 0 | 0 | February | 2027
B0158-AHU-Q | 001 | 015800000001 | 2027-02-15 00:20 | 1501001191 | FILTER, 9-1/2"X19-1/2"X2" (ACTUAL SIZE), PLEATED MDL 40 HI-CAP MERV 10 (10X20X2) | 1501001191 - FILTER, 9-1/2"X19-1/2"X2" (ACTUAL SIZE), PLEATED MDL 40 HI-CAP MERV 10 (10X20X2) |  |  |  | 4 |  | 0 | 0 | February | 2027
B0158-AHU-Q | 001 | 015800000001 | 2027-02-15 00:20 | 1501001094 | FILTER, 20 X 24 X 2, PLEATED MDL 40 HI-CAP MERV 10 (20X24X2, 24X20X2, 24 X 20 X 2)) | 1501001094 - FILTER, 20 X 24 X 2, PLEATED MDL 40 HI-CAP MERV 10 (20X24X2, 24X20X2, 24 X 20 X 2)) |  |  |  | 6 |  | 0 | 0 | February | 2027
B0158-AHU-Q | 001 | 015800000001 | 2027-02-15 00:20 | 1501001154 | FILTER, 24 X 30 X 2, PLEATED MDL 40 HI-CAP MERV 10 (24X30X2) | 1501001154 - FILTER, 24 X 30 X 2, PLEATED MDL 40 HI-CAP MERV 10 (24X30X2) |  |  |  | 1 |  | 15.4217 | 15.4217 | February | 2027
B0158-AHU-Q | 001 | 015800000001 | 2027-02-15 00:20 | 1501003009 | FILTER, 14 INCH X 20 INCH X 2 INCH, PLEATED MDL 40 HI-CAP MERV 10 (14X20X2, 14 X 20 X 2) | 1501003009 - FILTER, 14 INCH X 20 INCH X 2 INCH, PLEATED MDL 40 HI-CAP MERV 10 (14X20X2, 14 X 20 X 2) |  |  |  | 2 |  | 0 | 0 | February | 2027
B0158-AHU-Q | 001 | 015800000001 | 2027-02-15 00:20 | 1501001910 | FILTER, 20 X 25 X 2, PLEATED MDL 40 HI-CAP MERV 10 (20X25X2) | 1501001910 - FILTER, 20 X 25 X 2, PLEATED MDL 40 HI-CAP MERV 10 (20X25X2) |  |  |  | 3 |  | 0 | 0 | February | 2027
B0158-AHU-Q | 001 | 015800000001 | 2027-02-15 00:20 | 1501001148 | FILTER, 18 3/4 X 24 X 2, 18-3/4 X 24 2, PLEATED MDL 40 HI-CAP MERV 10 , (18.75 X 24 X X2, 18.75X24X2) | 1501001148 - FILTER, 18 3/4 X 24 X 2, 18-3/4 X 24 2, PLEATED MDL 40 HI-CAP MERV 10 , (18.75 X 24 X X2, 18.75X24X2) |  |  |  | 4 |  | 9.2498 | 36.9992 | February | 2027
B0158-AHU-Q | 001 | 015800000002 | 2027-02-15 00:20 | 1501001094 | FILTER, 20 X 24 X 2, PLEATED MDL 40 HI-CAP MERV 10 (20X24X2, 24X20X2, 24 X 20 X 2)) | 1501001094 - FILTER, 20 X 24 X 2, PLEATED MDL 40 HI-CAP MERV 10 (20X24X2, 24X20X2, 24 X 20 X 2)) |  |  |  | 14 |  | 0 | 0 | February | 2027
B0158-AHU-Q | 001 | 015800000003 | 2027-02-15 00:20 | 1501001191 | FILTER, 9-1/2"X19-1/2"X2" (ACTUAL SIZE), PLEATED MDL 40 HI-CAP MERV 10 (10X20X2) | 1501001191 - FILTER, 9-1/2"X19-1/2"X2" (ACTUAL SIZE), PLEATED MDL 40 HI-CAP MERV 10 (10X20X2) |  |  |  | 2 |  | 0 | 0 | February | 2027
B0158-AHU-Q | 001 | 015800000004 | 2027-02-15 00:20 | 1501001191 | FILTER, 9-1/2"X19-1/2"X2" (ACTUAL SIZE), PLEATED MDL 40 HI-CAP MERV 10 (10X20X2) | 1501001191 - FILTER, 9-1/2"X19-1/2"X2" (ACTUAL SIZE), PLEATED MDL 40 HI-CAP MERV 10 (10X20X2) |  |  |  | 2 |  | 0 | 0 | February | 2027
B0158-AHU-Q | 001 | 015800000005 | 2027-02-15 00:20 | 1501001191 | FILTER, 9-1/2"X19-1/2"X2" (ACTUAL SIZE), PLEATED MDL 40 HI-CAP MERV 10 (10X20X2) | 1501001191 - FILTER, 9-1/2"X19-1/2"X2" (ACTUAL SIZE), PLEATED MDL 40 HI-CAP MERV 10 (10X20X2) |  |  |  | 2 |  | 0 | 0 | February | 2027
B0158-AHU-Q | 001 | 015800000002 | 2027-02-15 00:20 | 1501003009 | FILTER, 14 INCH X 20 INCH X 2 INCH, PLEATED MDL 40 HI-CAP MERV 10 (14X20X2, 14 X 20 X 2) | 1501003009 - FILTER, 14 INCH X 20 INCH X 2 INCH, PLEATED MDL 40 HI-CAP MERV 10 (14X20X2, 14 X 20 X 2) |  |  |  | 2 |  | 0 | 0 | February | 2027
B0158-AHU-Q | 001 | 015800000003 | 2027-02-15 00:20 | 1501001094 | FILTER, 20 X 24 X 2, PLEATED MDL 40 HI-CAP MERV 10 (20X24X2, 24X20X2, 24 X 20 X 2)) | 1501001094 - FILTER, 20 X 24 X 2, PLEATED MDL 40 HI-CAP MERV 10 (20X24X2, 24X20X2, 24 X 20 X 2)) |  |  |  | 14 |  | 0 | 0 | February | 2027
B0158-AHU-Q | 001 | 015800000004 | 2027-02-15 00:20 | 1501001094 | FILTER, 20 X 24 X 2, PLEATED MDL 40 HI-CAP MERV 10 (20X24X2, 24X20X2, 24 X 20 X 2)) | 1501001094 - FILTER, 20 X 24 X 2, PLEATED MDL 40 HI-CAP MERV 10 (20X24X2, 24X20X2, 24 X 20 X 2)) |  |  |  | 14 |  | 0 | 0 | February | 2027
B0158-AHU-Q | 001 | 015800000005 | 2027-02-15 00:20 | 1501001094 | FILTER, 20 X 24 X 2, PLEATED MDL 40 HI-CAP MERV 10 (20X24X2, 24X20X2, 24 X 20 X 2)) | 1501001094 - FILTER, 20 X 24 X 2, PLEATED MDL 40 HI-CAP MERV 10 (20X24X2, 24X20X2, 24 X 20 X 2)) |  |  |  | 14 |  | 0 | 0 | February | 2027
B0158-AHU-Q | 001 | 015800000002 | 2027-02-15 00:20 | 1501001191 | FILTER, 9-1/2"X19-1/2"X2" (ACTUAL SIZE), PLEATED MDL 40 HI-CAP MERV 10 (10X20X2) | 1501001191 - FILTER, 9-1/2"X19-1/2"X2" (ACTUAL SIZE), PLEATED MDL 40 HI-CAP MERV 10 (10X20X2) |  |  |  | 2 |  | 0 | 0 | February | 2027
B0158-AHU-Q | 001 | 015800000003 | 2027-02-15 00:20 | 1501001122 | FILTER, 16 X 25 X 2, PLEATED MDL 40 HI-CAP MERV 10 (16X25X2) | 1501001122 - FILTER, 16 X 25 X 2, PLEATED MDL 40 HI-CAP MERV 10 (16X25X2) |  |  |  | 4 |  | 0 | 0 | February | 2027
B0158-AHU-Q | 001 | 015800000004 | 2027-02-15 00:20 | 1501003009 | FILTER, 14 INCH X 20 INCH X 2 INCH, PLEATED MDL 40 HI-CAP MERV 10 (14X20X2, 14 X 20 X 2) | 1501003009 - FILTER, 14 INCH X 20 INCH X 2 INCH, PLEATED MDL 40 HI-CAP MERV 10 (14X20X2, 14 X 20 X 2) |  |  |  | 2 |  | 0 | 0 | February | 2027
B0158-AHU-Q | 001 | 015800000005 | 2027-02-15 00:20 | 1501001122 | FILTER, 16 X 25 X 2, PLEATED MDL 40 HI-CAP MERV 10 (16X25X2) | 1501001122 - FILTER, 16 X 25 X 2, PLEATED MDL 40 HI-CAP MERV 10 (16X25X2) |  |  |  | 4 |  | 0 | 0 | February | 2027
B0158-AHU-Q | 001 | 015800000002 | 2027-02-15 00:20 | 1501001122 | FILTER, 16 X 25 X 2, PLEATED MDL 40 HI-CAP MERV 10 (16X25X2) | 1501001122 - FILTER, 16 X 25 X 2, PLEATED MDL 40 HI-CAP MERV 10 (16X25X2) |  |  |  | 4 |  | 0 | 0 | February | 2027
B0158-AHU-Q | 001 | 015800000004 | 2027-02-15 00:20 | 1501001122 | FILTER, 16 X 25 X 2, PLEATED MDL 40 HI-CAP MERV 10 (16X25X2) | 1501001122 - FILTER, 16 X 25 X 2, PLEATED MDL 40 HI-CAP MERV 10 (16X25X2) |  |  |  | 4 |  | 0 | 0 | February | 2027
004A AHU 1-1 SF | 001 | 000007091562 | 2027-02-16 | 1501002232 | FILTER, 30/30, DUAL 9, HIGH-CAPACITY, MERV 9, 20X20X2 | 1501002232 - FILTER, 30/30, DUAL 9, HIGH-CAPACITY, MERV 9, 20X20X2 |  |  |  | 1 |  | 0 | 0 | February | 2027
B0154 AHU-2 M1 | 001 | 000000129067 | 2027-02-16 | 1501002236 | FILTER, 30/30, DUAL 9, HIGH-CAPACITY, MERV 9, 16X25X2 | 1501002236 - FILTER, 30/30, DUAL 9, HIGH-CAPACITY, MERV 9, 16X25X2 |  |  |  | 8 |  | 0 | 0 | February | 2027
B0058 AHU LCC Q | 001 | 005800000001 | 2027-02-16 00:14 | 1501001139 | FILTER, 16 X 20 X 1, PLEATED MDL 40 HI-CAP MERV 10 (16X20X1) (ACTUAL SIZE: 15-1/2"X19-1/2"X3/4") | 1501001139 - FILTER, 16 X 20 X 1, PLEATED MDL 40 HI-CAP MERV 10 (16X20X1) (ACTUAL SIZE: 15-1/2"X19-1/2"X3/4") |  |  |  | 4 |  | 0 | 0 | February | 2027
B0058 AHU LCC Q | 001 | 005800000002 | 2027-02-16 00:14 | 1501001139 | FILTER, 16 X 20 X 1, PLEATED MDL 40 HI-CAP MERV 10 (16X20X1) (ACTUAL SIZE: 15-1/2"X19-1/2"X3/4") | 1501001139 - FILTER, 16 X 20 X 1, PLEATED MDL 40 HI-CAP MERV 10 (16X20X1) (ACTUAL SIZE: 15-1/2"X19-1/2"X3/4") |  |  |  | 4 |  | 0 | 0 | February | 2027
B0058 AHU LCC Q | 001 | 005800000003 | 2027-02-16 00:14 | 1501001139 | FILTER, 16 X 20 X 1, PLEATED MDL 40 HI-CAP MERV 10 (16X20X1) (ACTUAL SIZE: 15-1/2"X19-1/2"X3/4") | 1501001139 - FILTER, 16 X 20 X 1, PLEATED MDL 40 HI-CAP MERV 10 (16X20X1) (ACTUAL SIZE: 15-1/2"X19-1/2"X3/4") |  |  |  | 4 |  | 0 | 0 | February | 2027
B0096 DAHU1 A | 001 | 000000082034 | 2027-02-16 00:16 | 1501001133 | FILTER, 20 X 20 X 1, PLEATED MDL 40 STANDARD MERV 10 (20X20X1) | 1501001133 - FILTER, 20 X 20 X 1, PLEATED MDL 40 STANDARD MERV 10 (20X20X1) |  |  |  | 1 |  | 0 | 0 | February | 2027
B0096 DAHU2 A | 001 | 000000082028 | 2027-02-16 00:16 | 1501001133 | FILTER, 20 X 20 X 1, PLEATED MDL 40 STANDARD MERV 10 (20X20X1) | 1501001133 - FILTER, 20 X 20 X 1, PLEATED MDL 40 STANDARD MERV 10 (20X20X1) |  |  |  | 1 |  | 0 | 0 | February | 2027
B0096 DAHU2 A | 001 | 000000082028 | 2027-02-16 00:16 | 1501001139 | FILTER, 16 X 20 X 1, PLEATED MDL 40 HI-CAP MERV 10 (16X20X1) (ACTUAL SIZE: 15-1/2"X19-1/2"X3/4") | 1501001139 - FILTER, 16 X 20 X 1, PLEATED MDL 40 HI-CAP MERV 10 (16X20X1) (ACTUAL SIZE: 15-1/2"X19-1/2"X3/4") |  |  |  | 1 |  | 0 | 0 | February | 2027
DX-A-SERV T1 | 001 | 000000082052 | 2027-02-16 00:25 | 1501001416 | BELT, #BX-63, BX63 (COG TYPE) | 1501001416 - BELT, #BX-63, BX63 (COG TYPE) |  |  |  | 1 |  | 0 | 0 | February | 2027
DX-A-SERV T1 | 001 | 000000082057 | 2027-02-16 00:25 | 1501001434 | BELT, #BX-80, BX80 (COG TYPE) | 1501001434 - BELT, #BX-80, BX80 (COG TYPE) |  |  |  | 1 |  | 14.6909 | 14.6909 | February | 2027
DX-A-SERV T1 | 001 | 000000082057 | 2027-02-16 00:25 | 1501001434 | BELT, #BX-80, BX80 (COG TYPE) | 1501001434 - BELT, #BX-80, BX80 (COG TYPE) |  |  |  | 1 |  | 14.6909 | 14.6909 | February | 2027
DX-A-SERV T1 | 001 | 000000082058 | 2027-02-16 00:25 | 1501002232 | FILTER, 30/30, DUAL 9, HIGH-CAPACITY, MERV 9, 20X20X2 | 1501002232 - FILTER, 30/30, DUAL 9, HIGH-CAPACITY, MERV 9, 20X20X2 |  |  |  | 4 |  | 0 | 0 | February | 2027
DX-A-SERV T1 | 001 | 000006093749 | 2027-02-16 00:25 | 1501001435 | BELT, #BX-81, BX81 (COG TYPE) | 1501001435 - BELT, #BX-81, BX81 (COG TYPE) |  |  |  | 1 |  | 15.7099 | 15.7099 | February | 2027
DX-A-SERV T1 | 001 | 000000082052 | 2027-02-16 00:25 | 1501001207 | FILTER, MERV 13, 16 X 20 X 4, PLEATED MDL 40 HI-CAP (16X20X4) | 1501001207 - FILTER, MERV 13, 16 X 20 X 4, PLEATED MDL 40 HI-CAP (16X20X4) |  |  |  | 6 |  | 0 | 0 | February | 2027
DX-A-SERV T1 | 001 | 000000082057 | 2027-02-16 00:25 | 1501002232 | FILTER, 30/30, DUAL 9, HIGH-CAPACITY, MERV 9, 20X20X2 | 1501002232 - FILTER, 30/30, DUAL 9, HIGH-CAPACITY, MERV 9, 20X20X2 |  |  |  | 4 |  | 0 | 0 | February | 2027
DX-A-SERV T1 | 001 | 000000082058 | 2027-02-16 00:25 | 1501002237 | FILTER, 30/30, DUAL 9, HIGH-CAPACITY, MERV 9, 20X25X2 | 1501002237 - FILTER, 30/30, DUAL 9, HIGH-CAPACITY, MERV 9, 20X25X2 |  |  |  | 4 |  | 16.46 | 65.84 | February | 2027
DX-A-SERV T1 | 001 | 000006093749 | 2027-02-16 00:25 | 1501002235 | FILTER, 30/30, DUAL 9, HIGH-CAPACITY, MERV 9, 16X20X2 | 1501002235 - FILTER, 30/30, DUAL 9, HIGH-CAPACITY, MERV 9, 16X20X2 |  |  |  | 4 |  | 0 | 0 | February | 2027
DX-A-SERV T1 | 001 | 000000082057 | 2027-02-16 00:25 | 1501002237 | FILTER, 30/30, DUAL 9, HIGH-CAPACITY, MERV 9, 20X25X2 | 1501002237 - FILTER, 30/30, DUAL 9, HIGH-CAPACITY, MERV 9, 20X25X2 |  |  |  | 4 |  | 16.46 | 65.84 | February | 2027
DX-A-SERV T1 | 001 | 000000082058 | 2027-02-16 00:25 | 1501001435 | BELT, #BX-81, BX81 (COG TYPE) | 1501001435 - BELT, #BX-81, BX81 (COG TYPE) |  |  |  | 1 |  | 15.7099 | 15.7099 | February | 2027
DX-A-SERV T1 | 001 | 000006093749 | 2027-02-16 00:25 | 1501002232 | FILTER, 30/30, DUAL 9, HIGH-CAPACITY, MERV 9, 20X20X2 | 1501002232 - FILTER, 30/30, DUAL 9, HIGH-CAPACITY, MERV 9, 20X20X2 |  |  |  | 8 |  | 0 | 0 | February | 2027
B8129 RTU-36 A | 001 | 000090002984 | 2027-02-17 | 1501001158 | FILTER, 20 X 30 X 2, PLEATED MDL 40 HI-CAP MERV 10 (20X30X2) | 1501001158 - FILTER, 20 X 30 X 2, PLEATED MDL 40 HI-CAP MERV 10 (20X30X2) |  |  |  | 2 |  | 6.8936 | 13.7872 | February | 2027
B0001 EF-1 | 001 | 000000000005 | 2027-02-17 00:10 | 1501001292 | BELT, #4L210 | 1501001292 - BELT, #4L210 |  |  |  | 1 |  | 0 | 0 | February | 2027
B0001 EF-ROOF | 001 | 000000000152 | 2027-02-17 00:10 | 1501001295 | BELT, #4L240 | 1501001295 - BELT, #4L240 |  |  |  | 1 |  | 5.0334 | 5.0334 | February | 2027
B0001 EF-ROOF | 001 | 000000000153 | 2027-02-17 00:10 | 1501001296 | BELT, #4L250 | 1501001296 - BELT, #4L250 |  |  |  | 1 |  | 0 | 0 | February | 2027
B0057 AHU LCC Q | 001 | 005700000001 | 2027-02-17 00:14 | 1501001139 | FILTER, 16 X 20 X 1, PLEATED MDL 40 HI-CAP MERV 10 (16X20X1) (ACTUAL SIZE: 15-1/2"X19-1/2"X3/4") | 1501001139 - FILTER, 16 X 20 X 1, PLEATED MDL 40 HI-CAP MERV 10 (16X20X1) (ACTUAL SIZE: 15-1/2"X19-1/2"X3/4") |  |  |  | 4 |  | 0 | 0 | February | 2027
B0057 AHU LCC Q | 001 | 005700000002 | 2027-02-17 00:14 | 1501001139 | FILTER, 16 X 20 X 1, PLEATED MDL 40 HI-CAP MERV 10 (16X20X1) (ACTUAL SIZE: 15-1/2"X19-1/2"X3/4") | 1501001139 - FILTER, 16 X 20 X 1, PLEATED MDL 40 HI-CAP MERV 10 (16X20X1) (ACTUAL SIZE: 15-1/2"X19-1/2"X3/4") |  |  |  | 4 |  | 0 | 0 | February | 2027
B0057 AHU LCC Q | 001 | 005700000003 | 2027-02-17 00:14 | 1501001139 | FILTER, 16 X 20 X 1, PLEATED MDL 40 HI-CAP MERV 10 (16X20X1) (ACTUAL SIZE: 15-1/2"X19-1/2"X3/4") | 1501001139 - FILTER, 16 X 20 X 1, PLEATED MDL 40 HI-CAP MERV 10 (16X20X1) (ACTUAL SIZE: 15-1/2"X19-1/2"X3/4") |  |  |  | 4 |  | 0 | 0 | February | 2027
B0096 EXF B SA | 001 | 000000082047 | 2027-02-17 00:16 | 1501001026 | BELT, #AX-24, AX24 (COG TYPE) | 1501001026 - BELT, #AX-24, AX24 (COG TYPE) |  |  |  | 1 |  | 0 | 0 | February | 2027
B0096 EXF B SA | 001 | 000000082049 | 2027-02-17 00:16 | 1501001026 | BELT, #AX-24, AX24 (COG TYPE) | 1501001026 - BELT, #AX-24, AX24 (COG TYPE) |  |  |  | 1 |  | 0 | 0 | February | 2027
AHU-Q-1-STRNZ8 | 001 | 015800000003 | 2027-02-18 | 1501001191 | FILTER, 9-1/2"X19-1/2"X2" (ACTUAL SIZE), PLEATED MDL 40 HI-CAP MERV 10 (10X20X2) | 1501001191 - FILTER, 9-1/2"X19-1/2"X2" (ACTUAL SIZE), PLEATED MDL 40 HI-CAP MERV 10 (10X20X2) |  |  |  | 2 |  | 0 | 0 | February | 2027
AHU-Q-1-STRNZ8 | 001 | 015800000004 | 2027-02-18 | 1501001191 | FILTER, 9-1/2"X19-1/2"X2" (ACTUAL SIZE), PLEATED MDL 40 HI-CAP MERV 10 (10X20X2) | 1501001191 - FILTER, 9-1/2"X19-1/2"X2" (ACTUAL SIZE), PLEATED MDL 40 HI-CAP MERV 10 (10X20X2) |  |  |  | 2 |  | 0 | 0 | February | 2027
AHU-Q-1-STRNZ8 | 001 | 015800000005 | 2027-02-18 | 1501001191 | FILTER, 9-1/2"X19-1/2"X2" (ACTUAL SIZE), PLEATED MDL 40 HI-CAP MERV 10 (10X20X2) | 1501001191 - FILTER, 9-1/2"X19-1/2"X2" (ACTUAL SIZE), PLEATED MDL 40 HI-CAP MERV 10 (10X20X2) |  |  |  | 2 |  | 0 | 0 | February | 2027
AHU-Q-1-STRNZ8 | 001 | 015800000003 | 2027-02-18 | 1501001094 | FILTER, 20 X 24 X 2, PLEATED MDL 40 HI-CAP MERV 10 (20X24X2, 24X20X2, 24 X 20 X 2)) | 1501001094 - FILTER, 20 X 24 X 2, PLEATED MDL 40 HI-CAP MERV 10 (20X24X2, 24X20X2, 24 X 20 X 2)) |  |  |  | 14 |  | 0 | 0 | February | 2027
AHU-Q-1-STRNZ8 | 001 | 015800000004 | 2027-02-18 | 1501001094 | FILTER, 20 X 24 X 2, PLEATED MDL 40 HI-CAP MERV 10 (20X24X2, 24X20X2, 24 X 20 X 2)) | 1501001094 - FILTER, 20 X 24 X 2, PLEATED MDL 40 HI-CAP MERV 10 (20X24X2, 24X20X2, 24 X 20 X 2)) |  |  |  | 14 |  | 0 | 0 | February | 2027
AHU-Q-1-STRNZ8 | 001 | 015800000005 | 2027-02-18 | 1501001094 | FILTER, 20 X 24 X 2, PLEATED MDL 40 HI-CAP MERV 10 (20X24X2, 24X20X2, 24 X 20 X 2)) | 1501001094 - FILTER, 20 X 24 X 2, PLEATED MDL 40 HI-CAP MERV 10 (20X24X2, 24X20X2, 24 X 20 X 2)) |  |  |  | 14 |  | 0 | 0 | February | 2027
AHU-Q-1-STRNZ8 | 001 | 015800000003 | 2027-02-18 | 1501001122 | FILTER, 16 X 25 X 2, PLEATED MDL 40 HI-CAP MERV 10 (16X25X2) | 1501001122 - FILTER, 16 X 25 X 2, PLEATED MDL 40 HI-CAP MERV 10 (16X25X2) |  |  |  | 4 |  | 0 | 0 | February | 2027
AHU-Q-1-STRNZ8 | 001 | 015800000004 | 2027-02-18 | 1501003009 | FILTER, 14 INCH X 20 INCH X 2 INCH, PLEATED MDL 40 HI-CAP MERV 10 (14X20X2, 14 X 20 X 2) | 1501003009 - FILTER, 14 INCH X 20 INCH X 2 INCH, PLEATED MDL 40 HI-CAP MERV 10 (14X20X2, 14 X 20 X 2) |  |  |  | 2 |  | 0 | 0 | February | 2027
AHU-Q-1-STRNZ8 | 001 | 015800000005 | 2027-02-18 | 1501001122 | FILTER, 16 X 25 X 2, PLEATED MDL 40 HI-CAP MERV 10 (16X25X2) | 1501001122 - FILTER, 16 X 25 X 2, PLEATED MDL 40 HI-CAP MERV 10 (16X25X2) |  |  |  | 4 |  | 0 | 0 | February | 2027
AHU-Q-1-STRNZ8 | 001 | 015800000004 | 2027-02-18 | 1501001122 | FILTER, 16 X 25 X 2, PLEATED MDL 40 HI-CAP MERV 10 (16X25X2) | 1501001122 - FILTER, 16 X 25 X 2, PLEATED MDL 40 HI-CAP MERV 10 (16X25X2) |  |  |  | 4 |  | 0 | 0 | February | 2027
CRU Q-1 T1 | 001 | 000000009024 | 2027-02-18 | 1501001930 | FILTER, 28.5 X 29.5 X 2, PLEATED MDL 40 HI-CAP MERV 10 (28.5X29.5X2, 28 1/2 X 29 1/2 X 2, 28 1/2X29 1/2X2) | 1501001930 - FILTER, 28.5 X 29.5 X 2, PLEATED MDL 40 HI-CAP MERV 10 (28.5X29.5X2, 28 1/2 X 29 1/2 X 2, 28 1/2X29 1/2X2) |  |  |  | 2 |  | 0 | 0 | February | 2027
CRU-Q-SERV T2 | 001 | 000000078184 | 2027-02-18 | 1501001145 | FILTER, 24 X 24 X 4, PLEATED MDL 40 HI-CAP MERV 10 (24X24X4) | 1501001145 - FILTER, 24 X 24 X 4, PLEATED MDL 40 HI-CAP MERV 10 (24X24X4) |  |  |  | 3 |  | 0 | 0 | February | 2027
CRU-Q-SERV T2 | 001 | 000000110101 | 2027-02-18 | 1501001559 | FILTER, 16 X 20 X 4, PLEATED MDL 40 HI-CAP MERV 10 (16X20X4) | 1501001559 - FILTER, 16 X 20 X 4, PLEATED MDL 40 HI-CAP MERV 10 (16X20X4) |  |  |  | 6 |  | 0 | 0 | February | 2027
DX-Q-SERV T10 | 001 | 000000184002 | 2027-02-18 | 1501001134 | FILTER, 20 X 30 X 1, PLEATED MDL 40 HI-CAP MERV 10 (20X30X1) | 1501001134 - FILTER, 20 X 30 X 1, PLEATED MDL 40 HI-CAP MERV 10 (20X30X1) |  |  |  | 1 |  | 0 | 0 | February | 2027
DX-Q-SERV T10 | 001 | 000000184003 | 2027-02-18 | 1501001134 | FILTER, 20 X 30 X 1, PLEATED MDL 40 HI-CAP MERV 10 (20X30X1) | 1501001134 - FILTER, 20 X 30 X 1, PLEATED MDL 40 HI-CAP MERV 10 (20X30X1) |  |  |  | 1 |  | 0 | 0 | February | 2027
B0056 AHU LCC Q | 001 | 005600000001 | 2027-02-18 00:14 | 1501001139 | FILTER, 16 X 20 X 1, PLEATED MDL 40 HI-CAP MERV 10 (16X20X1) (ACTUAL SIZE: 15-1/2"X19-1/2"X3/4") | 1501001139 - FILTER, 16 X 20 X 1, PLEATED MDL 40 HI-CAP MERV 10 (16X20X1) (ACTUAL SIZE: 15-1/2"X19-1/2"X3/4") |  |  |  | 4 |  | 0 | 0 | February | 2027
B0056 AHU LCC Q | 001 | 005600000002 | 2027-02-18 00:14 | 1501001139 | FILTER, 16 X 20 X 1, PLEATED MDL 40 HI-CAP MERV 10 (16X20X1) (ACTUAL SIZE: 15-1/2"X19-1/2"X3/4") | 1501001139 - FILTER, 16 X 20 X 1, PLEATED MDL 40 HI-CAP MERV 10 (16X20X1) (ACTUAL SIZE: 15-1/2"X19-1/2"X3/4") |  |  |  | 4 |  | 0 | 0 | February | 2027
B0056 AHU LCC Q | 001 | 005600000003 | 2027-02-18 00:14 | 1501001139 | FILTER, 16 X 20 X 1, PLEATED MDL 40 HI-CAP MERV 10 (16X20X1) (ACTUAL SIZE: 15-1/2"X19-1/2"X3/4") | 1501001139 - FILTER, 16 X 20 X 1, PLEATED MDL 40 HI-CAP MERV 10 (16X20X1) (ACTUAL SIZE: 15-1/2"X19-1/2"X3/4") |  |  |  | 4 |  | 0 | 0 | February | 2027
0133 OAU Q | 001 | 000007091166 | 2027-02-22 00:07 | 1501002233 | FILTER, 30/30, DUAL 9, HIGH-CAPACITY, MERV 9, 20X24X2 | 1501002233 - FILTER, 30/30, DUAL 9, HIGH-CAPACITY, MERV 9, 20X24X2 |  |  |  | 2 |  | 0 | 0 | February | 2027
0133 OAU Q | 001 | 000007091169 | 2027-02-22 00:07 | 1501001147 | FILTER, 18 X 24 X 2, PLEATED MDL 40 HI-CAP MERV 10 (18X24X2) | 1501001147 - FILTER, 18 X 24 X 2, PLEATED MDL 40 HI-CAP MERV 10 (18X24X2) |  |  |  | 1 |  | 0 | 0 | February | 2027
0133 OAU Q | 001 | 000007091172 | 2027-02-22 00:07 | 1501001206 | FILTER, MERV 13, 20 X 24 X 2, PLEATED MDL 40 HI-CAP (20X24X2) | 1501001206 - FILTER, MERV 13, 20 X 24 X 2, PLEATED MDL 40 HI-CAP (20X24X2) |  |  |  | 2 |  | 18.4507 | 36.9014 | February | 2027
0133 OAU Q | 001 | 000007091175 | 2027-02-22 00:07 | 1501001147 | FILTER, 18 X 24 X 2, PLEATED MDL 40 HI-CAP MERV 10 (18X24X2) | 1501001147 - FILTER, 18 X 24 X 2, PLEATED MDL 40 HI-CAP MERV 10 (18X24X2) |  |  |  | 1 |  | 0 | 0 | February | 2027
B0140 ROOF 4M | 001 | 000000124126 | 2027-02-23 | 1501001122 | FILTER, 16 X 25 X 2, PLEATED MDL 40 HI-CAP MERV 10 (16X25X2) | 1501001122 - FILTER, 16 X 25 X 2, PLEATED MDL 40 HI-CAP MERV 10 (16X25X2) |  |  |  | 1 |  | 0 | 0 | February | 2027
B0140 ROOF 4M | 001 | 000000124126 | 2027-02-23 | 1501001123 | FILTER, 16 X 20 X 2, PLEATED MDL 40 HI-CAP MERV 10 (16X20X2) | 1501001123 - FILTER, 16 X 20 X 2, PLEATED MDL 40 HI-CAP MERV 10 (16X20X2) |  |  |  | 1 |  | 0 | 0 | February | 2027
B0163-AHU-1-Q | 001 | 000090007065 | 2027-02-26 | 1501001122 | FILTER, 16 X 25 X 2, PLEATED MDL 40 HI-CAP MERV 10 (16X25X2) | 1501001122 - FILTER, 16 X 25 X 2, PLEATED MDL 40 HI-CAP MERV 10 (16X25X2) |  |  |  | 1 |  | 0 | 0 | February | 2027
B0163-AHU-2-Q | 001 | 000090007066 | 2027-02-26 | 1501001122 | FILTER, 16 X 25 X 2, PLEATED MDL 40 HI-CAP MERV 10 (16X25X2) | 1501001122 - FILTER, 16 X 25 X 2, PLEATED MDL 40 HI-CAP MERV 10 (16X25X2) |  |  |  | 1 |  | 0 | 0 | February | 2027
FCU-Q-1-Z2 | 001 | 000090003466 | 2027-02-26 | 1501001133 | FILTER, 20 X 20 X 1, PLEATED MDL 40 STANDARD MERV 10 (20X20X1) | 1501001133 - FILTER, 20 X 20 X 1, PLEATED MDL 40 STANDARD MERV 10 (20X20X1) |  |  |  | 1 |  | 0 | 0 | February | 2027
B0085 FCU BM | 001 | 000000073088 | 2027-03-01 | 1501001119 | FILTER, 24 X 24 X 2, PLEATED MDL 40 HI-CAP MERV 10 (24X24X2) | 1501001119 - FILTER, 24 X 24 X 2, PLEATED MDL 40 HI-CAP MERV 10 (24X24X2) |  |  |  | 3 |  | 0 | 0 | March | 2027
B0085 FCU BM | 001 | 000000073088 | 2027-03-01 | 1501001125 | FILTER, 12 X 24 X 2, PLEATED MDL 40 HI-CAP MERV 10 (12X24X2) | 1501001125 - FILTER, 12 X 24 X 2, PLEATED MDL 40 HI-CAP MERV 10 (12X24X2) |  |  |  | 3 |  | 0 | 0 | March | 2027
B0040 AHU1-1 Q | 001 | 000006094396 | 2027-03-01 00:12 | 1501001119 | FILTER, 24 X 24 X 2, PLEATED MDL 40 HI-CAP MERV 10 (24X24X2) | 1501001119 - FILTER, 24 X 24 X 2, PLEATED MDL 40 HI-CAP MERV 10 (24X24X2) |  |  |  | 3 |  | 0 | 0 | March | 2027
B0040 AHU1-1 Q | 001 | 000006094396 | 2027-03-01 00:12 | 1501001125 | FILTER, 12 X 24 X 2, PLEATED MDL 40 HI-CAP MERV 10 (12X24X2) | 1501001125 - FILTER, 12 X 24 X 2, PLEATED MDL 40 HI-CAP MERV 10 (12X24X2) |  |  |  | 3 |  | 0 | 0 | March | 2027
B0040 AHU2-1 Q | 001 | 000006094398 | 2027-03-01 00:12 | 1501001125 | FILTER, 12 X 24 X 2, PLEATED MDL 40 HI-CAP MERV 10 (12X24X2) | 1501001125 - FILTER, 12 X 24 X 2, PLEATED MDL 40 HI-CAP MERV 10 (12X24X2) |  |  |  | 3 |  | 0 | 0 | March | 2027
B0040 AHU2-1 Q | 001 | 000006094398 | 2027-03-01 00:12 | 1501001119 | FILTER, 24 X 24 X 2, PLEATED MDL 40 HI-CAP MERV 10 (24X24X2) | 1501001119 - FILTER, 24 X 24 X 2, PLEATED MDL 40 HI-CAP MERV 10 (24X24X2) |  |  |  | 3 |  | 0 | 0 | March | 2027
B0040 AHU3-1 Q | 001 | 000006094399 | 2027-03-01 00:12 | 1501001119 | FILTER, 24 X 24 X 2, PLEATED MDL 40 HI-CAP MERV 10 (24X24X2) | 1501001119 - FILTER, 24 X 24 X 2, PLEATED MDL 40 HI-CAP MERV 10 (24X24X2) |  |  |  | 3 |  | 0 | 0 | March | 2027
B0040 AHU3-1 Q | 001 | 000006094399 | 2027-03-01 00:12 | 1501001125 | FILTER, 12 X 24 X 2, PLEATED MDL 40 HI-CAP MERV 10 (12X24X2) | 1501001125 - FILTER, 12 X 24 X 2, PLEATED MDL 40 HI-CAP MERV 10 (12X24X2) |  |  |  | 3 |  | 0 | 0 | March | 2027
B0084 ERU A | 001 | 0084-H-ERU | 2027-03-01 00:16 | 1501002204 | FILTER, BAG, 20X20X12, MERV14A, CAMFIL 8P, 405619D12 (REPLACES 1501001202) | 1501002204 - FILTER, BAG, 20X20X12, MERV14A, CAMFIL 8P, 405619D12 (REPLACES 1501001202) |  |  |  | 8 |  | 0 | 0 | March | 2027
B0084 ERU A | 001 | 0084-H-ERU | 2027-03-01 00:16 | 1501002237 | FILTER, 30/30, DUAL 9, HIGH-CAPACITY, MERV 9, 20X25X2 | 1501002237 - FILTER, 30/30, DUAL 9, HIGH-CAPACITY, MERV 9, 20X25X2 |  |  |  | 6 |  | 16.46 | 98.76 | March | 2027
B0084 ERU A | 001 | 0084-H-ERU | 2027-03-01 00:16 | 1501002236 | FILTER, 30/30, DUAL 9, HIGH-CAPACITY, MERV 9, 16X25X2 | 1501002236 - FILTER, 30/30, DUAL 9, HIGH-CAPACITY, MERV 9, 16X25X2 |  |  |  | 6 |  | 0 | 0 | March | 2027
AHU MT8 1HR | 001 | 010500000001 | 2027-03-02 | 1501001112 | FILTER, 18 X 24 X 1, PLEATED MDL 40 HI-CAP MERV 10 (18X24X1, 24X18X1, 24 X 18 X 1) | 1501001112 - FILTER, 18 X 24 X 1, PLEATED MDL 40 HI-CAP MERV 10 (18X24X1, 24X18X1, 24 X 18 X 1) |  |  |  | 2 |  | 0 | 0 | March | 2027
AHU MT8 1HR | 001 | 010500000002 | 2027-03-02 | 1501001112 | FILTER, 18 X 24 X 1, PLEATED MDL 40 HI-CAP MERV 10 (18X24X1, 24X18X1, 24 X 18 X 1) | 1501001112 - FILTER, 18 X 24 X 1, PLEATED MDL 40 HI-CAP MERV 10 (18X24X1, 24X18X1, 24 X 18 X 1) |  |  |  | 2 |  | 0 | 0 | March | 2027
AHU MT8 1HR | 001 | 010700000001 | 2027-03-02 | 1501001112 | FILTER, 18 X 24 X 1, PLEATED MDL 40 HI-CAP MERV 10 (18X24X1, 24X18X1, 24 X 18 X 1) | 1501001112 - FILTER, 18 X 24 X 1, PLEATED MDL 40 HI-CAP MERV 10 (18X24X1, 24X18X1, 24 X 18 X 1) |  |  |  | 2 |  | 0 | 0 | March | 2027
AHU MT8 1HR | 001 | 010700000002 | 2027-03-02 | 1501001112 | FILTER, 18 X 24 X 1, PLEATED MDL 40 HI-CAP MERV 10 (18X24X1, 24X18X1, 24 X 18 X 1) | 1501001112 - FILTER, 18 X 24 X 1, PLEATED MDL 40 HI-CAP MERV 10 (18X24X1, 24X18X1, 24 X 18 X 1) |  |  |  | 2 |  | 0 | 0 | March | 2027
B8126 CRU-4 Q | 001 | 000000314031 | 2027-03-02 | 1501001911 | FILTER, 16 X 25 X 4, PLEATED MDL 40 HI-CAP MERV 10 (16X25X4) | 1501001911 - FILTER, 16 X 25 X 4, PLEATED MDL 40 HI-CAP MERV 10 (16X25X4) |  |  |  | 7 |  | 0 | 0 | March | 2027
EFAN S-1 T3 B | 001 | 000000110415 | 2027-03-02 | 1501001382 | BELT, #AX-46, AX46 (COG TYPE) | 1501001382 - BELT, #AX-46, AX46 (COG TYPE) |  |  |  | 1 |  | 6.7166 | 6.7166 | March | 2027
B0101-AHU-Q | 001 | 010100000001 | 2027-03-02 00:17 | 1501001103 | FILTER, 17.25 X 34 X 2, PLEATED MDL 40 HI-CAP MERV 10 (17 1/4 X 34 X 2, 17 1/4X34X2) | 1501001103 - FILTER, 17.25 X 34 X 2, PLEATED MDL 40 HI-CAP MERV 10 (17 1/4 X 34 X 2, 17 1/4X34X2) |  |  |  | 4 |  | 0 | 0 | March | 2027
B0101-AHU-Q | 001 | 010100000001 | 2027-03-02 00:17 | 1501001481 | FILTER, 15 X 30 X 2, PLEATED MDL 40 HI-CAP MERV 10 (15X30X2) | 1501001481 - FILTER, 15 X 30 X 2, PLEATED MDL 40 HI-CAP MERV 10 (15X30X2) |  |  |  | 4 |  | 0 | 0 | March | 2027
B0101-AHU-Q | 001 | 010100000001 | 2027-03-02 00:17 | 1501001133 | FILTER, 20 X 20 X 1, PLEATED MDL 40 STANDARD MERV 10 (20X20X1) | 1501001133 - FILTER, 20 X 20 X 1, PLEATED MDL 40 STANDARD MERV 10 (20X20X1) |  |  |  | 4 |  | 0 | 0 | March | 2027
B0101-AHU-Q | 001 | 010100000001 | 2027-03-02 00:17 | 1501001143 | FILTER, 14 X 20 X 1, PLEATED MDL 40 HI-CAP MERV 10 (14X20X1) | 1501001143 - FILTER, 14 X 20 X 1, PLEATED MDL 40 HI-CAP MERV 10 (14X20X1) |  |  |  | 25 |  | 0 | 0 | March | 2027
B0101-AHU-Q | 001 | 010100000001 | 2027-03-02 00:17 | 1501001550 | FILTER, 18 X 25 X 1, (18X25X1), PLEATED MDL 40 HI-CAP MERV 10 | 1501001550 - FILTER, 18 X 25 X 1, (18X25X1), PLEATED MDL 40 HI-CAP MERV 10 |  |  |  | 4 |  | 0 | 0 | March | 2027
B0101-AHU-Q | 001 | 010100000002 | 2027-03-02 00:17 | 1501001113 | FILTER, 18 X 20 X 1 PLEATED MDL 40 HI-CAP MERV 10 (18X20X1) | 1501001113 - FILTER, 18 X 20 X 1 PLEATED MDL 40 HI-CAP MERV 10 (18X20X1) |  |  |  | 4 |  | 4.4699 | 17.8796 | March | 2027
B0101-AHU-Q | 001 | 010100000002 | 2027-03-02 00:17 | 1501001143 | FILTER, 14 X 20 X 1, PLEATED MDL 40 HI-CAP MERV 10 (14X20X1) | 1501001143 - FILTER, 14 X 20 X 1, PLEATED MDL 40 HI-CAP MERV 10 (14X20X1) |  |  |  | 31 |  | 0 | 0 | March | 2027
B0101-AHU-Q | 001 | 010100000003 | 2027-03-02 00:17 | 1501001143 | FILTER, 14 X 20 X 1, PLEATED MDL 40 HI-CAP MERV 10 (14X20X1) | 1501001143 - FILTER, 14 X 20 X 1, PLEATED MDL 40 HI-CAP MERV 10 (14X20X1) |  |  |  | 29 |  | 0 | 0 | March | 2027
B0101-AHU-Q | 001 | 010100000003 | 2027-03-02 00:17 | 1501001550 | FILTER, 18 X 25 X 1, (18X25X1), PLEATED MDL 40 HI-CAP MERV 10 | 1501001550 - FILTER, 18 X 25 X 1, (18X25X1), PLEATED MDL 40 HI-CAP MERV 10 |  |  |  | 3 |  | 0 | 0 | March | 2027
AHU-Q-1-STRNZ8 | 001 | 010100000002 | 2027-03-03 | 1501001113 | FILTER, 18 X 20 X 1 PLEATED MDL 40 HI-CAP MERV 10 (18X20X1) | 1501001113 - FILTER, 18 X 20 X 1 PLEATED MDL 40 HI-CAP MERV 10 (18X20X1) |  |  |  | 4 |  | 4.4699 | 17.8796 | March | 2027
AHU-Q-1-STRNZ8 | 001 | 010100000001 | 2027-03-03 | 1501001103 | FILTER, 17.25 X 34 X 2, PLEATED MDL 40 HI-CAP MERV 10 (17 1/4 X 34 X 2, 17 1/4X34X2) | 1501001103 - FILTER, 17.25 X 34 X 2, PLEATED MDL 40 HI-CAP MERV 10 (17 1/4 X 34 X 2, 17 1/4X34X2) |  |  |  | 4 |  | 0 | 0 | March | 2027
AHU-Q-1-STRNZ8 | 001 | 010100000002 | 2027-03-03 | 1501001143 | FILTER, 14 X 20 X 1, PLEATED MDL 40 HI-CAP MERV 10 (14X20X1) | 1501001143 - FILTER, 14 X 20 X 1, PLEATED MDL 40 HI-CAP MERV 10 (14X20X1) |  |  |  | 31 |  | 0 | 0 | March | 2027
AHU-Q-1-STRNZ8 | 001 | 010100000003 | 2027-03-03 | 1501001143 | FILTER, 14 X 20 X 1, PLEATED MDL 40 HI-CAP MERV 10 (14X20X1) | 1501001143 - FILTER, 14 X 20 X 1, PLEATED MDL 40 HI-CAP MERV 10 (14X20X1) |  |  |  | 29 |  | 0 | 0 | March | 2027
AHU-Q-1-STRNZ8 | 001 | 010200000001 | 2027-03-03 | 1501001143 | FILTER, 14 X 20 X 1, PLEATED MDL 40 HI-CAP MERV 10 (14X20X1) | 1501001143 - FILTER, 14 X 20 X 1, PLEATED MDL 40 HI-CAP MERV 10 (14X20X1) |  |  |  | 20 |  | 0 | 0 | March | 2027
AHU-Q-1-STRNZ8 | 001 | 010100000001 | 2027-03-03 | 1501001481 | FILTER, 15 X 30 X 2, PLEATED MDL 40 HI-CAP MERV 10 (15X30X2) | 1501001481 - FILTER, 15 X 30 X 2, PLEATED MDL 40 HI-CAP MERV 10 (15X30X2) |  |  |  | 4 |  | 0 | 0 | March | 2027
AHU-Q-1-STRNZ8 | 001 | 010100000003 | 2027-03-03 | 1501001550 | FILTER, 18 X 25 X 1, (18X25X1), PLEATED MDL 40 HI-CAP MERV 10 | 1501001550 - FILTER, 18 X 25 X 1, (18X25X1), PLEATED MDL 40 HI-CAP MERV 10 |  |  |  | 3 |  | 0 | 0 | March | 2027
AHU-Q-1-STRNZ8 | 001 | 010100000001 | 2027-03-03 | 1501001133 | FILTER, 20 X 20 X 1, PLEATED MDL 40 STANDARD MERV 10 (20X20X1) | 1501001133 - FILTER, 20 X 20 X 1, PLEATED MDL 40 STANDARD MERV 10 (20X20X1) |  |  |  | 4 |  | 0 | 0 | March | 2027
AHU-Q-1-STRNZ8 | 001 | 010100000001 | 2027-03-03 | 1501001143 | FILTER, 14 X 20 X 1, PLEATED MDL 40 HI-CAP MERV 10 (14X20X1) | 1501001143 - FILTER, 14 X 20 X 1, PLEATED MDL 40 HI-CAP MERV 10 (14X20X1) |  |  |  | 25 |  | 0 | 0 | March | 2027
AHU-Q-1-STRNZ8 | 001 | 010200000001 | 2027-03-03 | 1501001550 | FILTER, 18 X 25 X 1, (18X25X1), PLEATED MDL 40 HI-CAP MERV 10 | 1501001550 - FILTER, 18 X 25 X 1, (18X25X1), PLEATED MDL 40 HI-CAP MERV 10 |  |  |  | 4 |  | 0 | 0 | March | 2027
AHU-Q-1-STRNZ8 | 001 | 010100000001 | 2027-03-03 | 1501001550 | FILTER, 18 X 25 X 1, (18X25X1), PLEATED MDL 40 HI-CAP MERV 10 | 1501001550 - FILTER, 18 X 25 X 1, (18X25X1), PLEATED MDL 40 HI-CAP MERV 10 |  |  |  | 4 |  | 0 | 0 | March | 2027
AHU-Q-1-STRNZ8 | 001 | 010200000001 | 2027-03-03 | 1501001147 | FILTER, 18 X 24 X 2, PLEATED MDL 40 HI-CAP MERV 10 (18X24X2) | 1501001147 - FILTER, 18 X 24 X 2, PLEATED MDL 40 HI-CAP MERV 10 (18X24X2) |  |  |  | 16 |  | 0 | 0 | March | 2027
AHU-Q-1-STRNZ8 | 001 | 010200000001 | 2027-03-03 | 1501001094 | FILTER, 20 X 24 X 2, PLEATED MDL 40 HI-CAP MERV 10 (20X24X2, 24X20X2, 24 X 20 X 2)) | 1501001094 - FILTER, 20 X 24 X 2, PLEATED MDL 40 HI-CAP MERV 10 (20X24X2, 24X20X2, 24 X 20 X 2)) |  |  |  | 4 |  | 0 | 0 | March | 2027
B8130 AHU Q-11 | 001 | 000090003434 | 2027-03-03 00:23 | 1501001275 | FILTER, 16.5 X 21.5 X 1, PLEATED MDL 40 STANDARD MERV 10 (16 1/2 X 21 1/2 X 1, 16 1/2X21 1/2X1) | 1501001275 - FILTER, 16.5 X 21.5 X 1, PLEATED MDL 40 STANDARD MERV 10 (16 1/2 X 21 1/2 X 1, 16 1/2X21 1/2X1) |  |  |  | 1 |  | 0 | 0 | March | 2027
B0150 ACU1 Q | 001 | 000007091898 | 2027-03-04 00:05 | 1501001158 | FILTER, 20 X 30 X 2, PLEATED MDL 40 HI-CAP MERV 10 (20X30X2) | 1501001158 - FILTER, 20 X 30 X 2, PLEATED MDL 40 HI-CAP MERV 10 (20X30X2) |  |  |  | 1 |  | 6.8936 | 6.8936 | March | 2027
B0150 ACU3 Q | 001 | 000007091901 | 2027-03-04 00:05 | 1501002001 | FILTER, 21.375X31.5X2.0, MERV 11 (21 3/8 X 31 1/2 X 2) | 1501002001 - FILTER, 21.375X31.5X2.0, MERV 11 (21 3/8 X 31 1/2 X 2) |  |  |  | 2 |  | 13.51 | 27.02 | March | 2027
0138-FCU-4M-SR | 001 | 000090010179 | 2027-03-04 00:07 | 1501001910 | FILTER, 20 X 25 X 2, PLEATED MDL 40 HI-CAP MERV 10 (20X25X2) | 1501001910 - FILTER, 20 X 25 X 2, PLEATED MDL 40 HI-CAP MERV 10 (20X25X2) |  |  |  | 2 |  | 0 | 0 | March | 2027
0138-FCU-4M-SR | 001 | 000090010178 | 2027-03-04 00:07 | 1501001123 | FILTER, 16 X 20 X 2, PLEATED MDL 40 HI-CAP MERV 10 (16X20X2) | 1501001123 - FILTER, 16 X 20 X 2, PLEATED MDL 40 HI-CAP MERV 10 (16X20X2) |  |  |  | 4 |  | 0 | 0 | March | 2027
0138-FCU-4M-SR | 001 | 000090010180 | 2027-03-04 00:07 | 1501001123 | FILTER, 16 X 20 X 2, PLEATED MDL 40 HI-CAP MERV 10 (16X20X2) | 1501001123 - FILTER, 16 X 20 X 2, PLEATED MDL 40 HI-CAP MERV 10 (16X20X2) |  |  |  | 4 |  | 0 | 0 | March | 2027
0138-FCU-4M-SR | 001 | 000090010181 | 2027-03-04 00:07 | 1501001123 | FILTER, 16 X 20 X 2, PLEATED MDL 40 HI-CAP MERV 10 (16X20X2) | 1501001123 - FILTER, 16 X 20 X 2, PLEATED MDL 40 HI-CAP MERV 10 (16X20X2) |  |  |  | 4 |  | 0 | 0 | March | 2027
B0006 BD SA | 001 | 000000001364 | 2027-03-05 00:11 | 1501001262 | BELT, #3L270 | 1501001262 - BELT, #3L270 |  |  |  | 2 |  | 1.891 | 3.782 | March | 2027
B0138 FLT Q | 001 | 013801040000 | 2027-03-05 00:19 | 1501001133 | FILTER, 20 X 20 X 1, PLEATED MDL 40 STANDARD MERV 10 (20X20X1) | 1501001133 - FILTER, 20 X 20 X 1, PLEATED MDL 40 STANDARD MERV 10 (20X20X1) |  |  |  | 4 |  | 0 | 0 | March | 2027
B0008 AHU 03M | 001 | 000800000001 | 2027-03-08 00:11 | 1501001139 | FILTER, 16 X 20 X 1, PLEATED MDL 40 HI-CAP MERV 10 (16X20X1) (ACTUAL SIZE: 15-1/2"X19-1/2"X3/4") | 1501001139 - FILTER, 16 X 20 X 1, PLEATED MDL 40 HI-CAP MERV 10 (16X20X1) (ACTUAL SIZE: 15-1/2"X19-1/2"X3/4") |  |  |  | 14 |  | 0 | 0 | March | 2027
B0008 AHU 03M | 001 | 000800000002 | 2027-03-08 00:11 | 1501001139 | FILTER, 16 X 20 X 1, PLEATED MDL 40 HI-CAP MERV 10 (16X20X1) (ACTUAL SIZE: 15-1/2"X19-1/2"X3/4") | 1501001139 - FILTER, 16 X 20 X 1, PLEATED MDL 40 HI-CAP MERV 10 (16X20X1) (ACTUAL SIZE: 15-1/2"X19-1/2"X3/4") |  |  |  | 13 |  | 0 | 0 | March | 2027
B0009 AHU 03M | 001 | 000900000001 | 2027-03-08 00:11 | 1501001139 | FILTER, 16 X 20 X 1, PLEATED MDL 40 HI-CAP MERV 10 (16X20X1) (ACTUAL SIZE: 15-1/2"X19-1/2"X3/4") | 1501001139 - FILTER, 16 X 20 X 1, PLEATED MDL 40 HI-CAP MERV 10 (16X20X1) (ACTUAL SIZE: 15-1/2"X19-1/2"X3/4") |  |  |  | 13 |  | 0 | 0 | March | 2027
B0009 AHU 03M | 001 | 000900000002 | 2027-03-08 00:11 | 1501001139 | FILTER, 16 X 20 X 1, PLEATED MDL 40 HI-CAP MERV 10 (16X20X1) (ACTUAL SIZE: 15-1/2"X19-1/2"X3/4") | 1501001139 - FILTER, 16 X 20 X 1, PLEATED MDL 40 HI-CAP MERV 10 (16X20X1) (ACTUAL SIZE: 15-1/2"X19-1/2"X3/4") |  |  |  | 13 |  | 0 | 0 | March | 2027
B0009 AHU 03M | 001 | 000900000001 | 2027-03-08 00:11 | 1501001534 | FILTER, 12 X 24 X 1, PLEATED MDL 40 HI-CAP MERV 10 (12X24X1) | 1501001534 - FILTER, 12 X 24 X 1, PLEATED MDL 40 HI-CAP MERV 10 (12X24X1) |  |  |  | 1 |  | 3.0238 | 3.0238 | March | 2027
B0009 AHU 03M | 001 | 000900000002 | 2027-03-08 00:11 | 1501001534 | FILTER, 12 X 24 X 1, PLEATED MDL 40 HI-CAP MERV 10 (12X24X1) | 1501001534 - FILTER, 12 X 24 X 1, PLEATED MDL 40 HI-CAP MERV 10 (12X24X1) |  |  |  | 2 |  | 3.0238 | 6.0476 | March | 2027
B0010 AHU 03M | 001 | 001000000001 | 2027-03-08 00:11 | 1501001139 | FILTER, 16 X 20 X 1, PLEATED MDL 40 HI-CAP MERV 10 (16X20X1) (ACTUAL SIZE: 15-1/2"X19-1/2"X3/4") | 1501001139 - FILTER, 16 X 20 X 1, PLEATED MDL 40 HI-CAP MERV 10 (16X20X1) (ACTUAL SIZE: 15-1/2"X19-1/2"X3/4") |  |  |  | 13 |  | 0 | 0 | March | 2027
B0010 AHU 03M | 001 | 001000000001 | 2027-03-08 00:11 | 1501001932 | FILTER, 9 X 30 X 1, PLEATED MDL 40 HI-CAP MERV 10 (9X30X1) | 1501001932 - FILTER, 9 X 30 X 1, PLEATED MDL 40 HI-CAP MERV 10 (9X30X1) |  |  |  | 1 |  | 0 | 0 | March | 2027
B0010 AHU 03M | 001 | 001000000002 | 2027-03-08 00:11 | 1501001139 | FILTER, 16 X 20 X 1, PLEATED MDL 40 HI-CAP MERV 10 (16X20X1) (ACTUAL SIZE: 15-1/2"X19-1/2"X3/4") | 1501001139 - FILTER, 16 X 20 X 1, PLEATED MDL 40 HI-CAP MERV 10 (16X20X1) (ACTUAL SIZE: 15-1/2"X19-1/2"X3/4") |  |  |  | 13 |  | 0 | 0 | March | 2027
B0010 AHU 03M | 001 | 001000000002 | 2027-03-08 00:11 | 1501001932 | FILTER, 9 X 30 X 1, PLEATED MDL 40 HI-CAP MERV 10 (9X30X1) | 1501001932 - FILTER, 9 X 30 X 1, PLEATED MDL 40 HI-CAP MERV 10 (9X30X1) |  |  |  | 1 |  | 0 | 0 | March | 2027
B0011 AHU 03M | 001 | 001100000001 | 2027-03-08 00:11 | 1501001139 | FILTER, 16 X 20 X 1, PLEATED MDL 40 HI-CAP MERV 10 (16X20X1) (ACTUAL SIZE: 15-1/2"X19-1/2"X3/4") | 1501001139 - FILTER, 16 X 20 X 1, PLEATED MDL 40 HI-CAP MERV 10 (16X20X1) (ACTUAL SIZE: 15-1/2"X19-1/2"X3/4") |  |  |  | 13 |  | 0 | 0 | March | 2027
B0011 AHU 03M | 001 | 001100000002 | 2027-03-08 00:11 | 1501001139 | FILTER, 16 X 20 X 1, PLEATED MDL 40 HI-CAP MERV 10 (16X20X1) (ACTUAL SIZE: 15-1/2"X19-1/2"X3/4") | 1501001139 - FILTER, 16 X 20 X 1, PLEATED MDL 40 HI-CAP MERV 10 (16X20X1) (ACTUAL SIZE: 15-1/2"X19-1/2"X3/4") |  |  |  | 13 |  | 0 | 0 | March | 2027
B0011 AHU 03M | 001 | 001100000002 | 2027-03-08 00:11 | 1501001534 | FILTER, 12 X 24 X 1, PLEATED MDL 40 HI-CAP MERV 10 (12X24X1) | 1501001534 - FILTER, 12 X 24 X 1, PLEATED MDL 40 HI-CAP MERV 10 (12X24X1) |  |  |  | 2 |  | 3.0238 | 6.0476 | March | 2027
B0029 AHU-3 A | 001 | 000000020007 | 2027-03-08 00:12 | 1501001175 | FILTER, MERV 13, 16 X 25 X 4, PLEATED MDL 40 HI-CAP (16X25X4) | 1501001175 - FILTER, MERV 13, 16 X 25 X 4, PLEATED MDL 40 HI-CAP (16X25X4) |  |  |  | 1 |  | 0 | 0 | March | 2027
B0029 AHU-3 A | 001 | 000000020007 | 2027-03-08 00:12 | 1501001207 | FILTER, MERV 13, 16 X 20 X 4, PLEATED MDL 40 HI-CAP (16X20X4) | 1501001207 - FILTER, MERV 13, 16 X 20 X 4, PLEATED MDL 40 HI-CAP (16X20X4) |  |  |  | 4 |  | 0 | 0 | March | 2027
B0029 AHU-3 A | 001 | 000000020007 | 2027-03-08 00:12 | 1501001176 | FILTER, MERV 13, 20 X 20 X 4, PLEATED MDL 40 HI-CAP (20X20X4) | 1501001176 - FILTER, MERV 13, 20 X 20 X 4, PLEATED MDL 40 HI-CAP (20X20X4) |  |  |  | 8 |  | 20.58 | 164.64 | March | 2027
B0029 AHU-3 A | 001 | 000000020007 | 2027-03-08 00:12 | 1501001179 | FILTER, MERV 13, 20 X 25 X 4, PLEATED MDL 40 HI-CAP (20X25X4) | 1501001179 - FILTER, MERV 13, 20 X 25 X 4, PLEATED MDL 40 HI-CAP (20X25X4) |  |  |  | 2 |  | 0 | 0 | March | 2027
B0029 AHU-3 A | 001 | 000000020007 | 2027-03-08 00:12 | 1501001333 | BELT, #5VX830 | 1501001333 - BELT, #5VX830 |  |  |  | 1 |  | 25.8067 | 25.8067 | March | 2027
B0029 AHU-4 A | 001 | 000000020027 | 2027-03-08 00:12 | 1501001175 | FILTER, MERV 13, 16 X 25 X 4, PLEATED MDL 40 HI-CAP (16X25X4) | 1501001175 - FILTER, MERV 13, 16 X 25 X 4, PLEATED MDL 40 HI-CAP (16X25X4) |  |  |  | 1 |  | 0 | 0 | March | 2027
B0029 AHU-4 A | 001 | 000000020027 | 2027-03-08 00:12 | 1501001207 | FILTER, MERV 13, 16 X 20 X 4, PLEATED MDL 40 HI-CAP (16X20X4) | 1501001207 - FILTER, MERV 13, 16 X 20 X 4, PLEATED MDL 40 HI-CAP (16X20X4) |  |  |  | 4 |  | 0 | 0 | March | 2027
B0029 AHU-4 A | 001 | 000000020027 | 2027-03-08 00:12 | 1501001176 | FILTER, MERV 13, 20 X 20 X 4, PLEATED MDL 40 HI-CAP (20X20X4) | 1501001176 - FILTER, MERV 13, 20 X 20 X 4, PLEATED MDL 40 HI-CAP (20X20X4) |  |  |  | 8 |  | 20.58 | 164.64 | March | 2027
B0029 AHU-4 A | 001 | 000000020027 | 2027-03-08 00:12 | 1501001179 | FILTER, MERV 13, 20 X 25 X 4, PLEATED MDL 40 HI-CAP (20X25X4) | 1501001179 - FILTER, MERV 13, 20 X 25 X 4, PLEATED MDL 40 HI-CAP (20X25X4) |  |  |  | 2 |  | 0 | 0 | March | 2027
B0029 AHU-4 A | 001 | 000000020027 | 2027-03-08 00:12 | 1501002234 | FILTER, 30/30, DUAL 9, HIGH-CAPACITY, MERV 9, 24X24X2 | 1501002234 - FILTER, 30/30, DUAL 9, HIGH-CAPACITY, MERV 9, 24X24X2 |  |  |  | 6 |  | 0 | 0 | March | 2027
B0102-AHU-Q | 001 | 010200000001 | 2027-03-08 00:17 | 1501001143 | FILTER, 14 X 20 X 1, PLEATED MDL 40 HI-CAP MERV 10 (14X20X1) | 1501001143 - FILTER, 14 X 20 X 1, PLEATED MDL 40 HI-CAP MERV 10 (14X20X1) |  |  |  | 20 |  | 0 | 0 | March | 2027
B0102-AHU-Q | 001 | 010200000002 | 2027-03-08 00:17 | 1501001143 | FILTER, 14 X 20 X 1, PLEATED MDL 40 HI-CAP MERV 10 (14X20X1) | 1501001143 - FILTER, 14 X 20 X 1, PLEATED MDL 40 HI-CAP MERV 10 (14X20X1) |  |  |  | 27 |  | 0 | 0 | March | 2027
B0102-AHU-Q | 001 | 010200000003 | 2027-03-08 00:17 | 1501001143 | FILTER, 14 X 20 X 1, PLEATED MDL 40 HI-CAP MERV 10 (14X20X1) | 1501001143 - FILTER, 14 X 20 X 1, PLEATED MDL 40 HI-CAP MERV 10 (14X20X1) |  |  |  | 29 |  | 0 | 0 | March | 2027
B0102-AHU-Q | 001 | 010200000001 | 2027-03-08 00:17 | 1501001550 | FILTER, 18 X 25 X 1, (18X25X1), PLEATED MDL 40 HI-CAP MERV 10 | 1501001550 - FILTER, 18 X 25 X 1, (18X25X1), PLEATED MDL 40 HI-CAP MERV 10 |  |  |  | 4 |  | 0 | 0 | March | 2027
B0102-AHU-Q | 001 | 010200000002 | 2027-03-08 00:17 | 1501001550 | FILTER, 18 X 25 X 1, (18X25X1), PLEATED MDL 40 HI-CAP MERV 10 | 1501001550 - FILTER, 18 X 25 X 1, (18X25X1), PLEATED MDL 40 HI-CAP MERV 10 |  |  |  | 4 |  | 0 | 0 | March | 2027
B0102-AHU-Q | 001 | 010200000003 | 2027-03-08 00:17 | 1501001550 | FILTER, 18 X 25 X 1, (18X25X1), PLEATED MDL 40 HI-CAP MERV 10 | 1501001550 - FILTER, 18 X 25 X 1, (18X25X1), PLEATED MDL 40 HI-CAP MERV 10 |  |  |  | 4 |  | 0 | 0 | March | 2027
B0102-AHU-Q | 001 | 010200000001 | 2027-03-08 00:17 | 1501001147 | FILTER, 18 X 24 X 2, PLEATED MDL 40 HI-CAP MERV 10 (18X24X2) | 1501001147 - FILTER, 18 X 24 X 2, PLEATED MDL 40 HI-CAP MERV 10 (18X24X2) |  |  |  | 16 |  | 0 | 0 | March | 2027
B0102-AHU-Q | 001 | 010200000001 | 2027-03-08 00:17 | 1501001094 | FILTER, 20 X 24 X 2, PLEATED MDL 40 HI-CAP MERV 10 (20X24X2, 24X20X2, 24 X 20 X 2)) | 1501001094 - FILTER, 20 X 24 X 2, PLEATED MDL 40 HI-CAP MERV 10 (20X24X2, 24X20X2, 24 X 20 X 2)) |  |  |  | 4 |  | 0 | 0 | March | 2027
B0103-AHU-Q | 001 | 010300000001 | 2027-03-08 00:17 | 1501001103 | FILTER, 17.25 X 34 X 2, PLEATED MDL 40 HI-CAP MERV 10 (17 1/4 X 34 X 2, 17 1/4X34X2) | 1501001103 - FILTER, 17.25 X 34 X 2, PLEATED MDL 40 HI-CAP MERV 10 (17 1/4 X 34 X 2, 17 1/4X34X2) |  |  |  | 4 |  | 0 | 0 | March | 2027
B0103-AHU-Q | 001 | 010300000002 | 2027-03-08 00:17 | 1501001143 | FILTER, 14 X 20 X 1, PLEATED MDL 40 HI-CAP MERV 10 (14X20X1) | 1501001143 - FILTER, 14 X 20 X 1, PLEATED MDL 40 HI-CAP MERV 10 (14X20X1) |  |  |  | 33 |  | 0 | 0 | March | 2027
B0103-AHU-Q | 001 | 010300000003 | 2027-03-08 00:17 | 1501001143 | FILTER, 14 X 20 X 1, PLEATED MDL 40 HI-CAP MERV 10 (14X20X1) | 1501001143 - FILTER, 14 X 20 X 1, PLEATED MDL 40 HI-CAP MERV 10 (14X20X1) |  |  |  | 31 |  | 0 | 0 | March | 2027
B0103-AHU-Q | 001 | 010300000001 | 2027-03-08 00:17 | 1501001113 | FILTER, 18 X 20 X 1 PLEATED MDL 40 HI-CAP MERV 10 (18X20X1) | 1501001113 - FILTER, 18 X 20 X 1 PLEATED MDL 40 HI-CAP MERV 10 (18X20X1) |  |  |  | 4 |  | 4.4699 | 17.8796 | March | 2027
B0103-AHU-Q | 001 | 010300000002 | 2027-03-08 00:17 | 1501001550 | FILTER, 18 X 25 X 1, (18X25X1), PLEATED MDL 40 HI-CAP MERV 10 | 1501001550 - FILTER, 18 X 25 X 1, (18X25X1), PLEATED MDL 40 HI-CAP MERV 10 |  |  |  | 3 |  | 0 | 0 | March | 2027
B0103-AHU-Q | 001 | 010300000003 | 2027-03-08 00:17 | 1501001550 | FILTER, 18 X 25 X 1, (18X25X1), PLEATED MDL 40 HI-CAP MERV 10 | 1501001550 - FILTER, 18 X 25 X 1, (18X25X1), PLEATED MDL 40 HI-CAP MERV 10 |  |  |  | 3 |  | 0 | 0 | March | 2027
B0103-AHU-Q | 001 | 010300000001 | 2027-03-08 00:17 | 1501001143 | FILTER, 14 X 20 X 1, PLEATED MDL 40 HI-CAP MERV 10 (14X20X1) | 1501001143 - FILTER, 14 X 20 X 1, PLEATED MDL 40 HI-CAP MERV 10 (14X20X1) |  |  |  | 29 |  | 0 | 0 | March | 2027
B0103-AHU-Q | 001 | 010300000001 | 2027-03-08 00:17 | 1501001481 | FILTER, 15 X 30 X 2, PLEATED MDL 40 HI-CAP MERV 10 (15X30X2) | 1501001481 - FILTER, 15 X 30 X 2, PLEATED MDL 40 HI-CAP MERV 10 (15X30X2) |  |  |  | 5 |  | 0 | 0 | March | 2027
B0152 AHU-1 M1 | 001 | 000000127000 | 2027-03-08 00:19 | 1501002247 | FILTER, 30/30, DUAL 9, HIGH-CAPACITY, MERV 9, 24X24X4 | 1501002247 - FILTER, 30/30, DUAL 9, HIGH-CAPACITY, MERV 9, 24X24X4 |  |  |  | 12 |  | 0 | 0 | March | 2027
B0152 AHU-1 M1 | 001 | 000000127000 | 2027-03-08 00:19 | 1501003007 | FILTER, 20 X 24 X 4, PLEATED MDL 40 HI-CAP MERV 10 (20X24X4) | 1501003007 - FILTER, 20 X 24 X 4, PLEATED MDL 40 HI-CAP MERV 10 (20X24X4) |  |  |  | 4 |  | 0 | 0 | March | 2027
B8129 AHU Q-1 | 001 | 000090002990 | 2027-03-08 00:23 | 1501001275 | FILTER, 16.5 X 21.5 X 1, PLEATED MDL 40 STANDARD MERV 10 (16 1/2 X 21 1/2 X 1, 16 1/2X21 1/2X1) | 1501001275 - FILTER, 16.5 X 21.5 X 1, PLEATED MDL 40 STANDARD MERV 10 (16 1/2 X 21 1/2 X 1, 16 1/2X21 1/2X1) |  |  |  | 1 |  | 0 | 0 | March | 2027
B8129 AHU Q-8 | 001 | 000090002978 | 2027-03-08 00:23 | 1501001928 | FILTER, 20 X 22 X 1, PLEATED MDL 40 HI-CAP MERV 10 (20X22X1) | 1501001928 - FILTER, 20 X 22 X 1, PLEATED MDL 40 HI-CAP MERV 10 (20X22X1) |  |  |  | 1 |  | 1 | 1 | March | 2027
B8129 AHU Q-9 | 001 | 000090002980 | 2027-03-08 00:23 | 1501001928 | FILTER, 20 X 22 X 1, PLEATED MDL 40 HI-CAP MERV 10 (20X22X1) | 1501001928 - FILTER, 20 X 22 X 1, PLEATED MDL 40 HI-CAP MERV 10 (20X22X1) |  |  |  | 1 |  | 1 | 1 | March | 2027
AHU MT9 1HR | 001 | 006500000001 | 2027-03-09 | 1501001133 | FILTER, 20 X 20 X 1, PLEATED MDL 40 STANDARD MERV 10 (20X20X1) | 1501001133 - FILTER, 20 X 20 X 1, PLEATED MDL 40 STANDARD MERV 10 (20X20X1) |  |  |  | 3 |  | 0 | 0 | March | 2027
AHU MT9 1HR | 001 | 006500000001 | 2027-03-09 | 1501001113 | FILTER, 18 X 20 X 1 PLEATED MDL 40 HI-CAP MERV 10 (18X20X1) | 1501001113 - FILTER, 18 X 20 X 1 PLEATED MDL 40 HI-CAP MERV 10 (18X20X1) |  |  |  | 2 |  | 4.4699 | 8.9398 | March | 2027
AHU-Q-1-HSNGZ8 | 001 | 010400000001 | 2027-03-09 | 1501001112 | FILTER, 18 X 24 X 1, PLEATED MDL 40 HI-CAP MERV 10 (18X24X1, 24X18X1, 24 X 18 X 1) | 1501001112 - FILTER, 18 X 24 X 1, PLEATED MDL 40 HI-CAP MERV 10 (18X24X1, 24X18X1, 24 X 18 X 1) |  |  |  | 13 |  | 0 | 0 | March | 2027
AHU-Q-1-HSNGZ8 | 001 | 010400000002 | 2027-03-09 | 1501001112 | FILTER, 18 X 24 X 1, PLEATED MDL 40 HI-CAP MERV 10 (18X24X1, 24X18X1, 24 X 18 X 1) | 1501001112 - FILTER, 18 X 24 X 1, PLEATED MDL 40 HI-CAP MERV 10 (18X24X1, 24X18X1, 24 X 18 X 1) |  |  |  | 13 |  | 0 | 0 | March | 2027
AHU-Q-1-HSNGZ8 | 001 | 010400000003 | 2027-03-09 | 1501001112 | FILTER, 18 X 24 X 1, PLEATED MDL 40 HI-CAP MERV 10 (18X24X1, 24X18X1, 24 X 18 X 1) | 1501001112 - FILTER, 18 X 24 X 1, PLEATED MDL 40 HI-CAP MERV 10 (18X24X1, 24X18X1, 24 X 18 X 1) |  |  |  | 13 |  | 0 | 0 | March | 2027
AHU-Q-1-HSNGZ8 | 001 | 010400000004 | 2027-03-09 | 1501001112 | FILTER, 18 X 24 X 1, PLEATED MDL 40 HI-CAP MERV 10 (18X24X1, 24X18X1, 24 X 18 X 1) | 1501001112 - FILTER, 18 X 24 X 1, PLEATED MDL 40 HI-CAP MERV 10 (18X24X1, 24X18X1, 24 X 18 X 1) |  |  |  | 7 |  | 0 | 0 | March | 2027
AHU-Q-1-STRNZ8 | 001 | 010200000002 | 2027-03-09 | 1501001143 | FILTER, 14 X 20 X 1, PLEATED MDL 40 HI-CAP MERV 10 (14X20X1) | 1501001143 - FILTER, 14 X 20 X 1, PLEATED MDL 40 HI-CAP MERV 10 (14X20X1) |  |  |  | 27 |  | 0 | 0 | March | 2027
AHU-Q-1-STRNZ8 | 001 | 010200000003 | 2027-03-09 | 1501001143 | FILTER, 14 X 20 X 1, PLEATED MDL 40 HI-CAP MERV 10 (14X20X1) | 1501001143 - FILTER, 14 X 20 X 1, PLEATED MDL 40 HI-CAP MERV 10 (14X20X1) |  |  |  | 29 |  | 0 | 0 | March | 2027
AHU-Q-1-STRNZ8 | 001 | 010300000001 | 2027-03-09 | 1501001103 | FILTER, 17.25 X 34 X 2, PLEATED MDL 40 HI-CAP MERV 10 (17 1/4 X 34 X 2, 17 1/4X34X2) | 1501001103 - FILTER, 17.25 X 34 X 2, PLEATED MDL 40 HI-CAP MERV 10 (17 1/4 X 34 X 2, 17 1/4X34X2) |  |  |  | 4 |  | 0 | 0 | March | 2027
AHU-Q-1-STRNZ8 | 001 | 010300000002 | 2027-03-09 | 1501001143 | FILTER, 14 X 20 X 1, PLEATED MDL 40 HI-CAP MERV 10 (14X20X1) | 1501001143 - FILTER, 14 X 20 X 1, PLEATED MDL 40 HI-CAP MERV 10 (14X20X1) |  |  |  | 33 |  | 0 | 0 | March | 2027
AHU-Q-1-STRNZ8 | 001 | 010200000003 | 2027-03-09 | 1501001550 | FILTER, 18 X 25 X 1, (18X25X1), PLEATED MDL 40 HI-CAP MERV 10 | 1501001550 - FILTER, 18 X 25 X 1, (18X25X1), PLEATED MDL 40 HI-CAP MERV 10 |  |  |  | 4 |  | 0 | 0 | March | 2027
AHU-Q-1-STRNZ8 | 001 | 010300000001 | 2027-03-09 | 1501001113 | FILTER, 18 X 20 X 1 PLEATED MDL 40 HI-CAP MERV 10 (18X20X1) | 1501001113 - FILTER, 18 X 20 X 1 PLEATED MDL 40 HI-CAP MERV 10 (18X20X1) |  |  |  | 4 |  | 4.4699 | 17.8796 | March | 2027
AHU-Q-1-STRNZ8 | 001 | 010200000002 | 2027-03-09 | 1501001550 | FILTER, 18 X 25 X 1, (18X25X1), PLEATED MDL 40 HI-CAP MERV 10 | 1501001550 - FILTER, 18 X 25 X 1, (18X25X1), PLEATED MDL 40 HI-CAP MERV 10 |  |  |  | 4 |  | 0 | 0 | March | 2027
AHU-Q-1-STRNZ8 | 001 | 010300000001 | 2027-03-09 | 1501001143 | FILTER, 14 X 20 X 1, PLEATED MDL 40 HI-CAP MERV 10 (14X20X1) | 1501001143 - FILTER, 14 X 20 X 1, PLEATED MDL 40 HI-CAP MERV 10 (14X20X1) |  |  |  | 29 |  | 0 | 0 | March | 2027
AHU-Q-1-STRNZ8 | 001 | 010300000002 | 2027-03-09 | 1501001550 | FILTER, 18 X 25 X 1, (18X25X1), PLEATED MDL 40 HI-CAP MERV 10 | 1501001550 - FILTER, 18 X 25 X 1, (18X25X1), PLEATED MDL 40 HI-CAP MERV 10 |  |  |  | 3 |  | 0 | 0 | March | 2027
AHU-Q-1-STRNZ8 | 001 | 010300000001 | 2027-03-09 | 1501001481 | FILTER, 15 X 30 X 2, PLEATED MDL 40 HI-CAP MERV 10 (15X30X2) | 1501001481 - FILTER, 15 X 30 X 2, PLEATED MDL 40 HI-CAP MERV 10 (15X30X2) |  |  |  | 5 |  | 0 | 0 | March | 2027
EF S-1 T1 B | 001 | 000000080000 | 2027-03-09 | 1501001058 | BELT, #4L270 | 1501001058 - BELT, #4L270 |  |  |  | 1 |  | 0 | 0 | March | 2027
EF S-1 T1 B | 001 | 000000080008 | 2027-03-09 | 1501001058 | BELT, #4L270 | 1501001058 - BELT, #4L270 |  |  |  | 1 |  | 0 | 0 | March | 2027
EF S-1 T1 B | 001 | 000000080047 | 2027-03-09 | 1501001353 | BELT, #AX-40, AX40 (COG TYPE) | 1501001353 - BELT, #AX-40, AX40 (COG TYPE) |  |  |  | 1 |  | 6.6717 | 6.6717 | March | 2027
EF S-1 T1 B | 001 | 000000080071 | 2027-03-09 | 1501001285 | BELT, #3L340 | 1501001285 - BELT, #3L340 |  |  |  | 1 |  | 2.1492 | 2.1492 | March | 2027
EF S-1 T1 B | 001 | 000000080095 | 2027-03-09 | 1501001285 | BELT, #3L340 | 1501001285 - BELT, #3L340 |  |  |  | 1 |  | 2.1492 | 2.1492 | March | 2027
FCU-Q-1-Z2 | 001 | 000000110023 | 2027-03-09 | 1501001125 | FILTER, 12 X 24 X 2, PLEATED MDL 40 HI-CAP MERV 10 (12X24X2) | 1501001125 - FILTER, 12 X 24 X 2, PLEATED MDL 40 HI-CAP MERV 10 (12X24X2) |  |  |  | 1 |  | 0 | 0 | March | 2027
FCU-Q-1-Z2 | 001 | 000000110037 | 2027-03-09 | 1501001121 | FILTER, 20 X 20 X 2, PLEATED MDL 40 STANDARD MERV 10 (20X20X2) | 1501001121 - FILTER, 20 X 20 X 2, PLEATED MDL 40 STANDARD MERV 10 (20X20X2) |  |  |  | 1 |  | 0 | 0 | March | 2027
FCU-Q-1-Z2 | 001 | 000000110079 | 2027-03-09 | 1501001121 | FILTER, 20 X 20 X 2, PLEATED MDL 40 STANDARD MERV 10 (20X20X2) | 1501001121 - FILTER, 20 X 20 X 2, PLEATED MDL 40 STANDARD MERV 10 (20X20X2) |  |  |  | 2 |  | 0 | 0 | March | 2027
FCU-Q-1-Z2 | 001 | 000000110135 | 2027-03-09 | 1501001190 | FILTER, 12 X 12 X 2, PLEATED MDL 40 HI-CAP MERV 10 (12X12X2) | 1501001190 - FILTER, 12 X 12 X 2, PLEATED MDL 40 HI-CAP MERV 10 (12X12X2) |  |  |  | 2 |  | 3.6574 | 7.3148 | March | 2027
FCU-Q-1-Z2 | 001 | 000000110140 | 2027-03-09 | 1501001125 | FILTER, 12 X 24 X 2, PLEATED MDL 40 HI-CAP MERV 10 (12X24X2) | 1501001125 - FILTER, 12 X 24 X 2, PLEATED MDL 40 HI-CAP MERV 10 (12X24X2) |  |  |  | 1 |  | 0 | 0 | March | 2027
FCU-Q-1-Z2 | 001 | 000000110185 | 2027-03-09 | 1501001127 | FILTER, 16 X 16 X 2, PLEATED MDL 40 HI-CAP MERV 10 (16X16X2) | 1501001127 - FILTER, 16 X 16 X 2, PLEATED MDL 40 HI-CAP MERV 10 (16X16X2) |  |  |  | 2 |  | 5.2706 | 10.5412 | March | 2027
FCU-Q-1-Z2 | 001 | 000000110205 | 2027-03-09 | 1501001125 | FILTER, 12 X 24 X 2, PLEATED MDL 40 HI-CAP MERV 10 (12X24X2) | 1501001125 - FILTER, 12 X 24 X 2, PLEATED MDL 40 HI-CAP MERV 10 (12X24X2) |  |  |  | 1 |  | 0 | 0 | March | 2027
FCU-Q-1-Z2 | 001 | 000000110209 | 2027-03-09 | 1501001125 | FILTER, 12 X 24 X 2, PLEATED MDL 40 HI-CAP MERV 10 (12X24X2) | 1501001125 - FILTER, 12 X 24 X 2, PLEATED MDL 40 HI-CAP MERV 10 (12X24X2) |  |  |  | 1 |  | 0 | 0 | March | 2027
FCU-Q-1-Z2 | 001 | 000000110252 | 2027-03-09 | 1501001133 | FILTER, 20 X 20 X 1, PLEATED MDL 40 STANDARD MERV 10 (20X20X1) | 1501001133 - FILTER, 20 X 20 X 1, PLEATED MDL 40 STANDARD MERV 10 (20X20X1) |  |  |  | 2 |  | 0 | 0 | March | 2027
FCU-Q-1-Z2 | 001 | 000000110255 | 2027-03-09 | 1501001142 | FILTER, 16 X 16 X 1, PLEATED MDL 40 HI-CAP MERV 10 (16X16X1) | 1501001142 - FILTER, 16 X 16 X 1, PLEATED MDL 40 HI-CAP MERV 10 (16X16X1) |  |  |  | 2 |  | 0 | 0 | March | 2027
FCU-Q-1-Z2 | 001 | 000000110298 | 2027-03-09 | 1501001534 | FILTER, 12 X 24 X 1, PLEATED MDL 40 HI-CAP MERV 10 (12X24X1) | 1501001534 - FILTER, 12 X 24 X 1, PLEATED MDL 40 HI-CAP MERV 10 (12X24X1) |  |  |  | 1 |  | 3.0238 | 3.0238 | March | 2027
FCU-Q-1-Z2 | 001 | 000000110306 | 2027-03-09 | 1501001125 | FILTER, 12 X 24 X 2, PLEATED MDL 40 HI-CAP MERV 10 (12X24X2) | 1501001125 - FILTER, 12 X 24 X 2, PLEATED MDL 40 HI-CAP MERV 10 (12X24X2) |  |  |  | 2 |  | 0 | 0 | March | 2027
FCU-Q-1-Z2 | 001 | 000000110380 | 2027-03-09 | 1501001142 | FILTER, 16 X 16 X 1, PLEATED MDL 40 HI-CAP MERV 10 (16X16X1) | 1501001142 - FILTER, 16 X 16 X 1, PLEATED MDL 40 HI-CAP MERV 10 (16X16X1) |  |  |  | 2 |  | 0 | 0 | March | 2027
FCU-Q-1-Z2 | 001 | 000000110411 | 2027-03-09 | 1501001094 | FILTER, 20 X 24 X 2, PLEATED MDL 40 HI-CAP MERV 10 (20X24X2, 24X20X2, 24 X 20 X 2)) | 1501001094 - FILTER, 20 X 24 X 2, PLEATED MDL 40 HI-CAP MERV 10 (20X24X2, 24X20X2, 24 X 20 X 2)) |  |  |  | 2 |  | 0 | 0 | March | 2027
FCU-Q-1-Z2 | 001 | 000000110416 | 2027-03-09 | 1501001094 | FILTER, 20 X 24 X 2, PLEATED MDL 40 HI-CAP MERV 10 (20X24X2, 24X20X2, 24 X 20 X 2)) | 1501001094 - FILTER, 20 X 24 X 2, PLEATED MDL 40 HI-CAP MERV 10 (20X24X2, 24X20X2, 24 X 20 X 2)) |  |  |  | 2 |  | 0 | 0 | March | 2027
FCU-Q-1-Z2 | 001 | 000000110423 | 2027-03-09 | 1501001121 | FILTER, 20 X 20 X 2, PLEATED MDL 40 STANDARD MERV 10 (20X20X2) | 1501001121 - FILTER, 20 X 20 X 2, PLEATED MDL 40 STANDARD MERV 10 (20X20X2) |  |  |  | 2 |  | 0 | 0 | March | 2027
FCU-Q-1-Z2 | 001 | 000000110432 | 2027-03-09 | 1501001121 | FILTER, 20 X 20 X 2, PLEATED MDL 40 STANDARD MERV 10 (20X20X2) | 1501001121 - FILTER, 20 X 20 X 2, PLEATED MDL 40 STANDARD MERV 10 (20X20X2) |  |  |  | 2 |  | 0 | 0 | March | 2027
FCU-Q-1-Z2 | 001 | 000000110437 | 2027-03-09 | 1501001121 | FILTER, 20 X 20 X 2, PLEATED MDL 40 STANDARD MERV 10 (20X20X2) | 1501001121 - FILTER, 20 X 20 X 2, PLEATED MDL 40 STANDARD MERV 10 (20X20X2) |  |  |  | 2 |  | 0 | 0 | March | 2027
FCU-Q-1-Z2 | 001 | 000000110499 | 2027-03-09 | 1501001121 | FILTER, 20 X 20 X 2, PLEATED MDL 40 STANDARD MERV 10 (20X20X2) | 1501001121 - FILTER, 20 X 20 X 2, PLEATED MDL 40 STANDARD MERV 10 (20X20X2) |  |  |  | 1 |  | 0 | 0 | March | 2027
FCU-Q-1-Z2 | 001 | 000000110516 | 2027-03-09 | 1501001142 | FILTER, 16 X 16 X 1, PLEATED MDL 40 HI-CAP MERV 10 (16X16X1) | 1501001142 - FILTER, 16 X 16 X 1, PLEATED MDL 40 HI-CAP MERV 10 (16X16X1) |  |  |  | 2 |  | 0 | 0 | March | 2027
FCU-Q-1-Z2 | 001 | 000000110609 | 2027-03-09 | 1501001553 | FILTER, 16 X 30 X 2, PLEATED MDL 40 HI-CAP MERV 10 (16X30X2) | 1501001553 - FILTER, 16 X 30 X 2, PLEATED MDL 40 HI-CAP MERV 10 (16X30X2) |  |  |  | 1 |  | 11.9448 | 11.9448 | March | 2027
FCU-Q-1-Z2 | 001 | 000000110652 | 2027-03-09 | 1501001910 | FILTER, 20 X 25 X 2, PLEATED MDL 40 HI-CAP MERV 10 (20X25X2) | 1501001910 - FILTER, 20 X 25 X 2, PLEATED MDL 40 HI-CAP MERV 10 (20X25X2) |  |  |  | 1 |  | 0 | 0 | March | 2027
FCU-Q-1-Z2 | 001 | 000000110671 | 2027-03-09 | 1501001553 | FILTER, 16 X 30 X 2, PLEATED MDL 40 HI-CAP MERV 10 (16X30X2) | 1501001553 - FILTER, 16 X 30 X 2, PLEATED MDL 40 HI-CAP MERV 10 (16X30X2) |  |  |  | 1 |  | 11.9448 | 11.9448 | March | 2027
FCU-Q-1-Z2 | 001 | 000000110037 | 2027-03-09 | 1501001910 | FILTER, 20 X 25 X 2, PLEATED MDL 40 HI-CAP MERV 10 (20X25X2) | 1501001910 - FILTER, 20 X 25 X 2, PLEATED MDL 40 HI-CAP MERV 10 (20X25X2) |  |  |  | 1 |  | 0 | 0 | March | 2027
FCU-Q-1-Z2 | 001 | 000000110499 | 2027-03-09 | 1501001910 | FILTER, 20 X 25 X 2, PLEATED MDL 40 HI-CAP MERV 10 (20X25X2) | 1501001910 - FILTER, 20 X 25 X 2, PLEATED MDL 40 HI-CAP MERV 10 (20X25X2) |  |  |  | 1 |  | 0 | 0 | March | 2027
FCU-Q-LAB | 001 | 000000110051 | 2027-03-09 | 1501001094 | FILTER, 20 X 24 X 2, PLEATED MDL 40 HI-CAP MERV 10 (20X24X2, 24X20X2, 24 X 20 X 2)) | 1501001094 - FILTER, 20 X 24 X 2, PLEATED MDL 40 HI-CAP MERV 10 (20X24X2, 24X20X2, 24 X 20 X 2)) |  |  |  | 2 |  | 0 | 0 | March | 2027
FCU-Q-LAB | 001 | 000000110052 | 2027-03-09 | 1501001125 | FILTER, 12 X 24 X 2, PLEATED MDL 40 HI-CAP MERV 10 (12X24X2) | 1501001125 - FILTER, 12 X 24 X 2, PLEATED MDL 40 HI-CAP MERV 10 (12X24X2) |  |  |  | 1 |  | 0 | 0 | March | 2027
B8129 AHU Q-2 | 001 | 000090002992 | 2027-03-09 00:23 | 1501001881 | FILTER, 22 X 24 X 1, PLEATED MDL 40 HI-CAP MERV 10 (22X24X1) | 1501001881 - FILTER, 22 X 24 X 1, PLEATED MDL 40 HI-CAP MERV 10 (22X24X1) |  |  |  | 1 |  | 0 | 0 | March | 2027
B8129 AHU Q-3 | 001 | 000090002991 | 2027-03-09 00:23 | 1501001275 | FILTER, 16.5 X 21.5 X 1, PLEATED MDL 40 STANDARD MERV 10 (16 1/2 X 21 1/2 X 1, 16 1/2X21 1/2X1) | 1501001275 - FILTER, 16.5 X 21.5 X 1, PLEATED MDL 40 STANDARD MERV 10 (16 1/2 X 21 1/2 X 1, 16 1/2X21 1/2X1) |  |  |  | 1 |  | 0 | 0 | March | 2027
B8129 AHU Q-4 | 001 | 000090002993 | 2027-03-09 00:23 | 1501002214 | FILTER, 21.5 X 23.5 X 1, PLEATED MDL 40 HI-CAP MERV 10 (21.5X23.5X1, 21 1/2 X 23 1/2 X 1, 21 1/2X23 1/2X1) | 1501002214 - FILTER, 21.5 X 23.5 X 1, PLEATED MDL 40 HI-CAP MERV 10 (21.5X23.5X1, 21 1/2 X 23 1/2 X 1, 21 1/2X23 1/2X1) |  |  |  | 1 |  | 4.45 | 4.45 | March | 2027
B8129 AHU Q-7 | 001 | 000090002994 | 2027-03-09 00:23 | 1501001927 | FILTER, **SPECIAL USE FILTER - BENNETT BUILDING** 19-7/8 X 21-1/2 X 7/8, PLEATED MDL 40 HI-CAP MERV 10 (19-7/8X21-1/2X7/8) | 1501001927 - FILTER, **SPECIAL USE FILTER - BENNETT BUILDING** 19-7/8 X 21-1/2 X 7/8, PLEATED MDL 40 HI-CAP MERV 10 (19-7/8X21-1/2X7/8) |  |  |  | 1 |  | 10.78 | 10.78 | March | 2027
B8129 AHU Q-10 | 001 | 000090002998 | 2027-03-10 00:23 | 1501001927 | FILTER, **SPECIAL USE FILTER - BENNETT BUILDING** 19-7/8 X 21-1/2 X 7/8, PLEATED MDL 40 HI-CAP MERV 10 (19-7/8X21-1/2X7/8) | 1501001927 - FILTER, **SPECIAL USE FILTER - BENNETT BUILDING** 19-7/8 X 21-1/2 X 7/8, PLEATED MDL 40 HI-CAP MERV 10 (19-7/8X21-1/2X7/8) |  |  |  | 1 |  | 10.78 | 10.78 | March | 2027
B8129 AHU Q-5 | 001 | 000090003406 | 2027-03-10 00:23 | 1501001135 | FILTER, 20 X 21 X 1, PLEATED MDL 40 HI-CAP MERV 10 (20X21X1) | 1501001135 - FILTER, 20 X 21 X 1, PLEATED MDL 40 HI-CAP MERV 10 (20X21X1) |  |  |  | 1 |  | 5.69 | 5.69 | March | 2027
FCU-4M-SERV T3 | 001 | 000000077092 | 2027-03-11 | 1501001880 | FILTER, 10 X 32 X 1, PLEATED MDL 40 HI-CAP MERV 10 (10X32X1) | 1501001880 - FILTER, 10 X 32 X 1, PLEATED MDL 40 HI-CAP MERV 10 (10X32X1) |  |  |  | 1 |  | 0 | 0 | March | 2027
FCU-4M-SERV T3 | 001 | 000090003243 | 2027-03-11 | 1501001908 | FILTER, 12 X 46 X 1, PLEATED MDL 40 HI-CAP MERV 10 , (12X46X1), CREOL | 1501001908 - FILTER, 12 X 46 X 1, PLEATED MDL 40 HI-CAP MERV 10 , (12X46X1), CREOL |  |  |  | 1 |  | 15.4 | 15.4 | March | 2027
FCU-4M-SERV T3 | 001 | 000000038028 | 2027-03-11 | 1501001908 | FILTER, 12 X 46 X 1, PLEATED MDL 40 HI-CAP MERV 10 , (12X46X1), CREOL | 1501001908 - FILTER, 12 X 46 X 1, PLEATED MDL 40 HI-CAP MERV 10 , (12X46X1), CREOL |  |  |  | 1 |  | 15.4 | 15.4 | March | 2027
FCU-4M-SERV T3 | 001 | 000000039079 | 2027-03-11 | 1501001127 | FILTER, 16 X 16 X 2, PLEATED MDL 40 HI-CAP MERV 10 (16X16X2) | 1501001127 - FILTER, 16 X 16 X 2, PLEATED MDL 40 HI-CAP MERV 10 (16X16X2) |  |  |  | 2 |  | 5.2706 | 10.5412 | March | 2027
FCU-4M-SERV T3 | 001 | 000000039130 | 2027-03-11 | 1501001127 | FILTER, 16 X 16 X 2, PLEATED MDL 40 HI-CAP MERV 10 (16X16X2) | 1501001127 - FILTER, 16 X 16 X 2, PLEATED MDL 40 HI-CAP MERV 10 (16X16X2) |  |  |  | 2 |  | 5.2706 | 10.5412 | March | 2027
AHU Q-1 T10 | 001 | 000008092148 | 2027-03-12 00:10 | 1501001133 | FILTER, 20 X 20 X 1, PLEATED MDL 40 STANDARD MERV 10 (20X20X1) | 1501001133 - FILTER, 20 X 20 X 1, PLEATED MDL 40 STANDARD MERV 10 (20X20X1) |  |  |  | 1 |  | 0 | 0 | March | 2027
AHU Q-1 T10 | 001 | 000008092149 | 2027-03-12 00:10 | 1501001133 | FILTER, 20 X 20 X 1, PLEATED MDL 40 STANDARD MERV 10 (20X20X1) | 1501001133 - FILTER, 20 X 20 X 1, PLEATED MDL 40 STANDARD MERV 10 (20X20X1) |  |  |  | 1 |  | 0 | 0 | March | 2027
B0044 AHU1 Q | 001 | 000008092150 | 2027-03-12 00:13 | 1501001133 | FILTER, 20 X 20 X 1, PLEATED MDL 40 STANDARD MERV 10 (20X20X1) | 1501001133 - FILTER, 20 X 20 X 1, PLEATED MDL 40 STANDARD MERV 10 (20X20X1) |  |  |  | 1 |  | 0 | 0 | March | 2027
B0044 DAHU1A Q | 001 | 000000030005 | 2027-03-12 00:13 | 1501001133 | FILTER, 20 X 20 X 1, PLEATED MDL 40 STANDARD MERV 10 (20X20X1) | 1501001133 - FILTER, 20 X 20 X 1, PLEATED MDL 40 STANDARD MERV 10 (20X20X1) |  |  |  | 1 |  | 0 | 0 | March | 2027
B0044 PU-1 Q | 001 | 000000030000 | 2027-03-12 00:13 | 1501001104 | FILTER, 24 X 30 X 1, PLEATED MDL 40 HI-CAP MERV 10 (24X30X1, 30X24X1, 30 X 24 X 1) | 1501001104 - FILTER, 24 X 30 X 1, PLEATED MDL 40 HI-CAP MERV 10 (24X30X1, 30X24X1, 30 X 24 X 1) |  |  |  | 1 |  | 6.1398 | 6.1398 | March | 2027
B0108-AHU-Q | 001 | 010800000001 | 2027-03-15 00:17 | 1501001481 | FILTER, 15 X 30 X 2, PLEATED MDL 40 HI-CAP MERV 10 (15X30X2) | 1501001481 - FILTER, 15 X 30 X 2, PLEATED MDL 40 HI-CAP MERV 10 (15X30X2) |  |  |  | 4 |  | 0 | 0 | March | 2027
B0108-AHU-Q | 001 | 010800000002 | 2027-03-15 00:17 | 1501001143 | FILTER, 14 X 20 X 1, PLEATED MDL 40 HI-CAP MERV 10 (14X20X1) | 1501001143 - FILTER, 14 X 20 X 1, PLEATED MDL 40 HI-CAP MERV 10 (14X20X1) |  |  |  | 27 |  | 0 | 0 | March | 2027
B0108-AHU-Q | 001 | 010800000003 | 2027-03-15 00:17 | 1501001143 | FILTER, 14 X 20 X 1, PLEATED MDL 40 HI-CAP MERV 10 (14X20X1) | 1501001143 - FILTER, 14 X 20 X 1, PLEATED MDL 40 HI-CAP MERV 10 (14X20X1) |  |  |  | 25 |  | 0 | 0 | March | 2027
B0108-AHU-Q | 001 | 010800000001 | 2027-03-15 00:17 | 1501001113 | FILTER, 18 X 20 X 1 PLEATED MDL 40 HI-CAP MERV 10 (18X20X1) | 1501001113 - FILTER, 18 X 20 X 1 PLEATED MDL 40 HI-CAP MERV 10 (18X20X1) |  |  |  | 2 |  | 4.4699 | 8.9398 | March | 2027
B0108-AHU-Q | 001 | 010800000002 | 2027-03-15 00:17 | 1501001113 | FILTER, 18 X 20 X 1 PLEATED MDL 40 HI-CAP MERV 10 (18X20X1) | 1501001113 - FILTER, 18 X 20 X 1 PLEATED MDL 40 HI-CAP MERV 10 (18X20X1) |  |  |  | 4 |  | 4.4699 | 17.8796 | March | 2027
B0108-AHU-Q | 001 | 010800000003 | 2027-03-15 00:17 | 1501001550 | FILTER, 18 X 25 X 1, (18X25X1), PLEATED MDL 40 HI-CAP MERV 10 | 1501001550 - FILTER, 18 X 25 X 1, (18X25X1), PLEATED MDL 40 HI-CAP MERV 10 |  |  |  | 3 |  | 0 | 0 | March | 2027
B0108-AHU-Q | 001 | 010800000001 | 2027-03-15 00:17 | 1501001143 | FILTER, 14 X 20 X 1, PLEATED MDL 40 HI-CAP MERV 10 (14X20X1) | 1501001143 - FILTER, 14 X 20 X 1, PLEATED MDL 40 HI-CAP MERV 10 (14X20X1) |  |  |  | 22 |  | 0 | 0 | March | 2027
B0108-AHU-Q | 001 | 010800000001 | 2027-03-15 00:17 | 1501001103 | FILTER, 17.25 X 34 X 2, PLEATED MDL 40 HI-CAP MERV 10 (17 1/4 X 34 X 2, 17 1/4X34X2) | 1501001103 - FILTER, 17.25 X 34 X 2, PLEATED MDL 40 HI-CAP MERV 10 (17 1/4 X 34 X 2, 17 1/4X34X2) |  |  |  | 4 |  | 0 | 0 | March | 2027
B0108-AHU-Q | 001 | 010800000001 | 2027-03-15 00:17 | 1501001491 | FILTER, 20 X 34 X 1, PLEATED MDL 40 HI-CAP MERV 10 (20X34X1) | 1501001491 - FILTER, 20 X 34 X 1, PLEATED MDL 40 HI-CAP MERV 10 (20X34X1) |  |  |  | 2 |  | 9.6107 | 19.2214 | March | 2027
B0110-AHU-Q | 001 | 011000000001 | 2027-03-15 00:17 | 1501001481 | FILTER, 15 X 30 X 2, PLEATED MDL 40 HI-CAP MERV 10 (15X30X2) | 1501001481 - FILTER, 15 X 30 X 2, PLEATED MDL 40 HI-CAP MERV 10 (15X30X2) |  |  |  | 4 |  | 0 | 0 | March | 2027
B0110-AHU-Q | 001 | 011000000002 | 2027-03-15 00:17 | 1501001113 | FILTER, 18 X 20 X 1 PLEATED MDL 40 HI-CAP MERV 10 (18X20X1) | 1501001113 - FILTER, 18 X 20 X 1 PLEATED MDL 40 HI-CAP MERV 10 (18X20X1) |  |  |  | 3 |  | 4.4699 | 13.4097 | March | 2027
B0110-AHU-Q | 001 | 011000000003 | 2027-03-15 00:17 | 1501001143 | FILTER, 14 X 20 X 1, PLEATED MDL 40 HI-CAP MERV 10 (14X20X1) | 1501001143 - FILTER, 14 X 20 X 1, PLEATED MDL 40 HI-CAP MERV 10 (14X20X1) |  |  |  | 30 |  | 0 | 0 | March | 2027
B0110-AHU-Q | 001 | 011000000001 | 2027-03-15 00:17 | 1501001143 | FILTER, 14 X 20 X 1, PLEATED MDL 40 HI-CAP MERV 10 (14X20X1) | 1501001143 - FILTER, 14 X 20 X 1, PLEATED MDL 40 HI-CAP MERV 10 (14X20X1) |  |  |  | 28 |  | 0 | 0 | March | 2027
B0110-AHU-Q | 001 | 011000000002 | 2027-03-15 00:17 | 1501001143 | FILTER, 14 X 20 X 1, PLEATED MDL 40 HI-CAP MERV 10 (14X20X1) | 1501001143 - FILTER, 14 X 20 X 1, PLEATED MDL 40 HI-CAP MERV 10 (14X20X1) |  |  |  | 30 |  | 0 | 0 | March | 2027
B0110-AHU-Q | 001 | 011000000003 | 2027-03-15 00:17 | 1501001113 | FILTER, 18 X 20 X 1 PLEATED MDL 40 HI-CAP MERV 10 (18X20X1) | 1501001113 - FILTER, 18 X 20 X 1 PLEATED MDL 40 HI-CAP MERV 10 (18X20X1) |  |  |  | 2 |  | 4.4699 | 8.9398 | March | 2027
B0110-AHU-Q | 001 | 011000000001 | 2027-03-15 00:17 | 1501001103 | FILTER, 17.25 X 34 X 2, PLEATED MDL 40 HI-CAP MERV 10 (17 1/4 X 34 X 2, 17 1/4X34X2) | 1501001103 - FILTER, 17.25 X 34 X 2, PLEATED MDL 40 HI-CAP MERV 10 (17 1/4 X 34 X 2, 17 1/4X34X2) |  |  |  | 4 |  | 0 | 0 | March | 2027
B0110-AHU-Q | 001 | 011000000003 | 2027-03-15 00:17 | 1501001550 | FILTER, 18 X 25 X 1, (18X25X1), PLEATED MDL 40 HI-CAP MERV 10 | 1501001550 - FILTER, 18 X 25 X 1, (18X25X1), PLEATED MDL 40 HI-CAP MERV 10 |  |  |  | 1 |  | 0 | 0 | March | 2027
B0110-AHU-Q | 001 | 011000000001 | 2027-03-15 00:17 | 1501001113 | FILTER, 18 X 20 X 1 PLEATED MDL 40 HI-CAP MERV 10 (18X20X1) | 1501001113 - FILTER, 18 X 20 X 1 PLEATED MDL 40 HI-CAP MERV 10 (18X20X1) |  |  |  | 2 |  | 4.4699 | 8.9398 | March | 2027
B0110-AHU-Q | 001 | 011000000001 | 2027-03-15 00:17 | 1501001550 | FILTER, 18 X 25 X 1, (18X25X1), PLEATED MDL 40 HI-CAP MERV 10 | 1501001550 - FILTER, 18 X 25 X 1, (18X25X1), PLEATED MDL 40 HI-CAP MERV 10 |  |  |  | 2 |  | 0 | 0 | March | 2027
B8151 RTU A | 001 | 000006090248 | 2027-03-15 00:23 | 1501002235 | FILTER, 30/30, DUAL 9, HIGH-CAPACITY, MERV 9, 16X20X2 | 1501002235 - FILTER, 30/30, DUAL 9, HIGH-CAPACITY, MERV 9, 16X20X2 |  |  |  | 35 |  | 0 | 0 | March | 2027
B8151 RTU A | 001 | 000006090249 | 2027-03-15 00:23 | 1501002235 | FILTER, 30/30, DUAL 9, HIGH-CAPACITY, MERV 9, 16X20X2 | 1501002235 - FILTER, 30/30, DUAL 9, HIGH-CAPACITY, MERV 9, 16X20X2 |  |  |  | 35 |  | 0 | 0 | March | 2027
B8151 RTU A | 001 | 000006090250 | 2027-03-15 00:23 | 1501002235 | FILTER, 30/30, DUAL 9, HIGH-CAPACITY, MERV 9, 16X20X2 | 1501002235 - FILTER, 30/30, DUAL 9, HIGH-CAPACITY, MERV 9, 16X20X2 |  |  |  | 35 |  | 0 | 0 | March | 2027
B8151 RTU A | 001 | 000006090248 | 2027-03-15 00:23 | 1501002210 | FILTER, BAG, 24X24X12, MERV14A, CAMFIL 10P, 405619A12 | 1501002210 - FILTER, BAG, 24X24X12, MERV14A, CAMFIL 10P, 405619A12 |  |  |  | 8 |  | 0 | 0 | March | 2027
B8151 RTU A | 001 | 000006090249 | 2027-03-15 00:23 | 1501002210 | FILTER, BAG, 24X24X12, MERV14A, CAMFIL 10P, 405619A12 | 1501002210 - FILTER, BAG, 24X24X12, MERV14A, CAMFIL 10P, 405619A12 |  |  |  | 8 |  | 0 | 0 | March | 2027
B8151 RTU A | 001 | 000006090250 | 2027-03-15 00:23 | 1501002210 | FILTER, BAG, 24X24X12, MERV14A, CAMFIL 10P, 405619A12 | 1501002210 - FILTER, BAG, 24X24X12, MERV14A, CAMFIL 10P, 405619A12 |  |  |  | 8 |  | 0 | 0 | March | 2027
B8151 RTU A | 001 | 000006090248 | 2027-03-15 00:23 | 1501002202 | FILTER, BAG, 24X12X12, HEIGHT X WIDTH X DEPTH, (VERTICAL CONFIGURATION), MERV14A, CAMFIL 5P, 405619C12 | 1501002202 - FILTER, BAG, 24X12X12, HEIGHT X WIDTH X DEPTH, (VERTICAL CONFIGURATION), MERV14A, CAMFIL 5P, 405619C12 |  |  |  | 2 |  | 0 | 0 | March | 2027
B8151 RTU A | 001 | 000006090249 | 2027-03-15 00:23 | 1501002202 | FILTER, BAG, 24X12X12, HEIGHT X WIDTH X DEPTH, (VERTICAL CONFIGURATION), MERV14A, CAMFIL 5P, 405619C12 | 1501002202 - FILTER, BAG, 24X12X12, HEIGHT X WIDTH X DEPTH, (VERTICAL CONFIGURATION), MERV14A, CAMFIL 5P, 405619C12 |  |  |  | 2 |  | 0 | 0 | March | 2027
B8151 RTU A | 001 | 000006090250 | 2027-03-15 00:23 | 1501002202 | FILTER, BAG, 24X12X12, HEIGHT X WIDTH X DEPTH, (VERTICAL CONFIGURATION), MERV14A, CAMFIL 5P, 405619C12 | 1501002202 - FILTER, BAG, 24X12X12, HEIGHT X WIDTH X DEPTH, (VERTICAL CONFIGURATION), MERV14A, CAMFIL 5P, 405619C12 |  |  |  | 2 |  | 0 | 0 | March | 2027
B8151 RTU A | 001 | 000006090248 | 2027-03-15 00:23 | 1501002200 | FILTER, BAG, 12X24X12, HEIGHT X WIDTH X DEPTH, (HORIZONTAL CONFIGURATION), MERV14A, CAMFIL 10P, 405619F12 | 1501002200 - FILTER, BAG, 12X24X12, HEIGHT X WIDTH X DEPTH, (HORIZONTAL CONFIGURATION), MERV14A, CAMFIL 10P, 405619F12 |  |  |  | 4 |  | 78.19 | 312.76 | March | 2027
B8151 RTU A | 001 | 000006090249 | 2027-03-15 00:23 | 1501002200 | FILTER, BAG, 12X24X12, HEIGHT X WIDTH X DEPTH, (HORIZONTAL CONFIGURATION), MERV14A, CAMFIL 10P, 405619F12 | 1501002200 - FILTER, BAG, 12X24X12, HEIGHT X WIDTH X DEPTH, (HORIZONTAL CONFIGURATION), MERV14A, CAMFIL 10P, 405619F12 |  |  |  | 4 |  | 78.19 | 312.76 | March | 2027
B8151 RTU A | 001 | 000006090250 | 2027-03-15 00:23 | 1501002200 | FILTER, BAG, 12X24X12, HEIGHT X WIDTH X DEPTH, (HORIZONTAL CONFIGURATION), MERV14A, CAMFIL 10P, 405619F12 | 1501002200 - FILTER, BAG, 12X24X12, HEIGHT X WIDTH X DEPTH, (HORIZONTAL CONFIGURATION), MERV14A, CAMFIL 10P, 405619F12 |  |  |  | 4 |  | 78.19 | 312.76 | March | 2027
AHU-Q-1-STRNZ8 | 001 | 010800000001 | 2027-03-16 | 1501001481 | FILTER, 15 X 30 X 2, PLEATED MDL 40 HI-CAP MERV 10 (15X30X2) | 1501001481 - FILTER, 15 X 30 X 2, PLEATED MDL 40 HI-CAP MERV 10 (15X30X2) |  |  |  | 4 |  | 0 | 0 | March | 2027
AHU-Q-1-STRNZ8 | 001 | 010800000002 | 2027-03-16 | 1501001143 | FILTER, 14 X 20 X 1, PLEATED MDL 40 HI-CAP MERV 10 (14X20X1) | 1501001143 - FILTER, 14 X 20 X 1, PLEATED MDL 40 HI-CAP MERV 10 (14X20X1) |  |  |  | 27 |  | 0 | 0 | March | 2027
AHU-Q-1-STRNZ8 | 001 | 010300000003 | 2027-03-16 | 1501001143 | FILTER, 14 X 20 X 1, PLEATED MDL 40 HI-CAP MERV 10 (14X20X1) | 1501001143 - FILTER, 14 X 20 X 1, PLEATED MDL 40 HI-CAP MERV 10 (14X20X1) |  |  |  | 31 |  | 0 | 0 | March | 2027
AHU-Q-1-STRNZ8 | 001 | 010800000001 | 2027-03-16 | 1501001113 | FILTER, 18 X 20 X 1 PLEATED MDL 40 HI-CAP MERV 10 (18X20X1) | 1501001113 - FILTER, 18 X 20 X 1 PLEATED MDL 40 HI-CAP MERV 10 (18X20X1) |  |  |  | 2 |  | 4.4699 | 8.9398 | March | 2027
AHU-Q-1-STRNZ8 | 001 | 010800000002 | 2027-03-16 | 1501001113 | FILTER, 18 X 20 X 1 PLEATED MDL 40 HI-CAP MERV 10 (18X20X1) | 1501001113 - FILTER, 18 X 20 X 1 PLEATED MDL 40 HI-CAP MERV 10 (18X20X1) |  |  |  | 4 |  | 4.4699 | 17.8796 | March | 2027
AHU-Q-1-STRNZ8 | 001 | 010800000003 | 2027-03-16 | 1501001143 | FILTER, 14 X 20 X 1, PLEATED MDL 40 HI-CAP MERV 10 (14X20X1) | 1501001143 - FILTER, 14 X 20 X 1, PLEATED MDL 40 HI-CAP MERV 10 (14X20X1) |  |  |  | 25 |  | 0 | 0 | March | 2027
AHU-Q-1-STRNZ8 | 001 | 010300000003 | 2027-03-16 | 1501001550 | FILTER, 18 X 25 X 1, (18X25X1), PLEATED MDL 40 HI-CAP MERV 10 | 1501001550 - FILTER, 18 X 25 X 1, (18X25X1), PLEATED MDL 40 HI-CAP MERV 10 |  |  |  | 3 |  | 0 | 0 | March | 2027
AHU-Q-1-STRNZ8 | 001 | 010800000001 | 2027-03-16 | 1501001143 | FILTER, 14 X 20 X 1, PLEATED MDL 40 HI-CAP MERV 10 (14X20X1) | 1501001143 - FILTER, 14 X 20 X 1, PLEATED MDL 40 HI-CAP MERV 10 (14X20X1) |  |  |  | 22 |  | 0 | 0 | March | 2027
AHU-Q-1-STRNZ8 | 001 | 010800000003 | 2027-03-16 | 1501001550 | FILTER, 18 X 25 X 1, (18X25X1), PLEATED MDL 40 HI-CAP MERV 10 | 1501001550 - FILTER, 18 X 25 X 1, (18X25X1), PLEATED MDL 40 HI-CAP MERV 10 |  |  |  | 3 |  | 0 | 0 | March | 2027
AHU-Q-1-STRNZ8 | 001 | 010800000001 | 2027-03-16 | 1501001103 | FILTER, 17.25 X 34 X 2, PLEATED MDL 40 HI-CAP MERV 10 (17 1/4 X 34 X 2, 17 1/4X34X2) | 1501001103 - FILTER, 17.25 X 34 X 2, PLEATED MDL 40 HI-CAP MERV 10 (17 1/4 X 34 X 2, 17 1/4X34X2) |  |  |  | 4 |  | 0 | 0 | March | 2027
AHU-Q-1-STRNZ8 | 001 | 010800000001 | 2027-03-16 | 1501001491 | FILTER, 20 X 34 X 1, PLEATED MDL 40 HI-CAP MERV 10 (20X34X1) | 1501001491 - FILTER, 20 X 34 X 1, PLEATED MDL 40 HI-CAP MERV 10 (20X34X1) |  |  |  | 2 |  | 9.6107 | 19.2214 | March | 2027
B0154 AHU-2 M1 | 001 | 000000129067 | 2027-03-16 | 1501002236 | FILTER, 30/30, DUAL 9, HIGH-CAPACITY, MERV 9, 16X25X2 | 1501002236 - FILTER, 30/30, DUAL 9, HIGH-CAPACITY, MERV 9, 16X25X2 |  |  |  | 8 |  | 0 | 0 | March | 2027
B0021 EX BELT | 001 | 000000014172 | 2027-03-16 00:12 | 1501001027 | BELT, #AX-23, AX23, (COG TYPE) | 1501001027 - BELT, #AX-23, AX23, (COG TYPE) |  |  |  | 1 |  | 0 | 0 | March | 2027
B0021 EX BELT | 001 | 000000014173 | 2027-03-16 00:12 | 1501001282 | BELT, #3L220 | 1501001282 - BELT, #3L220 |  |  |  | 1 |  | 1.7133 | 1.7133 | March | 2027
B0021 EX BELT | 001 | 000000014174 | 2027-03-16 00:12 | 1501001373 | BELT, #AX-29, AX29 (COG TYPE) | 1501001373 - BELT, #AX-29, AX29 (COG TYPE) |  |  |  | 1 |  | 0 | 0 | March | 2027
B0092 DAHU1 Q | 001 | 000007091372 | 2027-03-16 00:16 | 1501002234 | FILTER, 30/30, DUAL 9, HIGH-CAPACITY, MERV 9, 24X24X2 | 1501002234 - FILTER, 30/30, DUAL 9, HIGH-CAPACITY, MERV 9, 24X24X2 |  |  |  | 4 |  | 0 | 0 | March | 2027
B0092 OAHU-1 Q | 001 | 000007091370 | 2027-03-16 00:16 | 1501002237 | FILTER, 30/30, DUAL 9, HIGH-CAPACITY, MERV 9, 20X25X2 | 1501002237 - FILTER, 30/30, DUAL 9, HIGH-CAPACITY, MERV 9, 20X25X2 |  |  |  | 10 |  | 16.46 | 164.6 | March | 2027
B8151 DAHU A | 001 | 000090002838 | 2027-03-16 00:23 | 1501001133 | FILTER, 20 X 20 X 1, PLEATED MDL 40 STANDARD MERV 10 (20X20X1) | 1501001133 - FILTER, 20 X 20 X 1, PLEATED MDL 40 STANDARD MERV 10 (20X20X1) |  |  |  | 1 |  | 0 | 0 | March | 2027
B8151 DAHU A | 001 | 000090002848 | 2027-03-16 00:23 | 1501001928 | FILTER, 20 X 22 X 1, PLEATED MDL 40 HI-CAP MERV 10 (20X22X1) | 1501001928 - FILTER, 20 X 22 X 1, PLEATED MDL 40 HI-CAP MERV 10 (20X22X1) |  |  |  | 1 |  | 1 | 1 | March | 2027
B8151 DAHU A | 001 | 000090002849 | 2027-03-16 00:23 | 1501001133 | FILTER, 20 X 20 X 1, PLEATED MDL 40 STANDARD MERV 10 (20X20X1) | 1501001133 - FILTER, 20 X 20 X 1, PLEATED MDL 40 STANDARD MERV 10 (20X20X1) |  |  |  | 1 |  | 0 | 0 | March | 2027
B8151 DAHU A | 001 | 000090002850 | 2027-03-16 00:23 | 1501001928 | FILTER, 20 X 22 X 1, PLEATED MDL 40 HI-CAP MERV 10 (20X22X1) | 1501001928 - FILTER, 20 X 22 X 1, PLEATED MDL 40 HI-CAP MERV 10 (20X22X1) |  |  |  | 1 |  | 1 | 1 | March | 2027
B8151 DAHU A | 001 | 000090002851 | 2027-03-16 00:23 | 1501001928 | FILTER, 20 X 22 X 1, PLEATED MDL 40 HI-CAP MERV 10 (20X22X1) | 1501001928 - FILTER, 20 X 22 X 1, PLEATED MDL 40 HI-CAP MERV 10 (20X22X1) |  |  |  | 1 |  | 1 | 1 | March | 2027
B8151 DAHU A | 001 | 000090002852 | 2027-03-16 00:23 | 1501001928 | FILTER, 20 X 22 X 1, PLEATED MDL 40 HI-CAP MERV 10 (20X22X1) | 1501001928 - FILTER, 20 X 22 X 1, PLEATED MDL 40 HI-CAP MERV 10 (20X22X1) |  |  |  | 1 |  | 1 | 1 | March | 2027
B8151 DAHU A | 001 | 000090002853 | 2027-03-16 00:23 | 1501001928 | FILTER, 20 X 22 X 1, PLEATED MDL 40 HI-CAP MERV 10 (20X22X1) | 1501001928 - FILTER, 20 X 22 X 1, PLEATED MDL 40 HI-CAP MERV 10 (20X22X1) |  |  |  | 1 |  | 1 | 1 | March | 2027
B8151 DAHU A | 001 | 000090002854 | 2027-03-16 00:23 | 1501001133 | FILTER, 20 X 20 X 1, PLEATED MDL 40 STANDARD MERV 10 (20X20X1) | 1501001133 - FILTER, 20 X 20 X 1, PLEATED MDL 40 STANDARD MERV 10 (20X20X1) |  |  |  | 1 |  | 0 | 0 | March | 2027
B8151 DAHU A | 001 | 000090002855 | 2027-03-16 00:23 | 1501001133 | FILTER, 20 X 20 X 1, PLEATED MDL 40 STANDARD MERV 10 (20X20X1) | 1501001133 - FILTER, 20 X 20 X 1, PLEATED MDL 40 STANDARD MERV 10 (20X20X1) |  |  |  | 1 |  | 0 | 0 | March | 2027
B8151 DAHU A | 001 | 000090002856 | 2027-03-16 00:23 | 1501001133 | FILTER, 20 X 20 X 1, PLEATED MDL 40 STANDARD MERV 10 (20X20X1) | 1501001133 - FILTER, 20 X 20 X 1, PLEATED MDL 40 STANDARD MERV 10 (20X20X1) |  |  |  | 1 |  | 0 | 0 | March | 2027
B8151 DAHU A | 001 | 000090002875 | 2027-03-16 00:23 | 1501001133 | FILTER, 20 X 20 X 1, PLEATED MDL 40 STANDARD MERV 10 (20X20X1) | 1501001133 - FILTER, 20 X 20 X 1, PLEATED MDL 40 STANDARD MERV 10 (20X20X1) |  |  |  | 1 |  | 0 | 0 | March | 2027
B8151 DAHU A | 001 | 000090002919 | 2027-03-16 00:23 | 1501001133 | FILTER, 20 X 20 X 1, PLEATED MDL 40 STANDARD MERV 10 (20X20X1) | 1501001133 - FILTER, 20 X 20 X 1, PLEATED MDL 40 STANDARD MERV 10 (20X20X1) |  |  |  | 1 |  | 0 | 0 | March | 2027
B8151 DAHU A | 001 | 000090002925 | 2027-03-16 00:23 | 1501001133 | FILTER, 20 X 20 X 1, PLEATED MDL 40 STANDARD MERV 10 (20X20X1) | 1501001133 - FILTER, 20 X 20 X 1, PLEATED MDL 40 STANDARD MERV 10 (20X20X1) |  |  |  | 1 |  | 0 | 0 | March | 2027
B8151 DAHU A | 001 | 000090002926 | 2027-03-16 00:23 | 1501001133 | FILTER, 20 X 20 X 1, PLEATED MDL 40 STANDARD MERV 10 (20X20X1) | 1501001133 - FILTER, 20 X 20 X 1, PLEATED MDL 40 STANDARD MERV 10 (20X20X1) |  |  |  | 1 |  | 0 | 0 | March | 2027
B8154 DAHU-1 Q | 001 | 000090010184 | 2027-03-17 00:24 | 1501001123 | FILTER, 16 X 20 X 2, PLEATED MDL 40 HI-CAP MERV 10 (16X20X2) | 1501001123 - FILTER, 16 X 20 X 2, PLEATED MDL 40 HI-CAP MERV 10 (16X20X2) |  |  |  | 4 |  | 0 | 0 | March | 2027
B8154 DAHU-1 Q | 001 | 000090010184 | 2027-03-17 00:24 | 1501001124 | FILTER, 16 X 24 X 2, PLEATED MDL 40 HI-CAP MERV 10 (16X24X2) | 1501001124 - FILTER, 16 X 24 X 2, PLEATED MDL 40 HI-CAP MERV 10 (16X24X2) |  |  |  | 4 |  | 3.579 | 14.316 | March | 2027
B8154 DAHU-2 Q | 001 | 000090010185 | 2027-03-17 00:24 | 1501001124 | FILTER, 16 X 24 X 2, PLEATED MDL 40 HI-CAP MERV 10 (16X24X2) | 1501001124 - FILTER, 16 X 24 X 2, PLEATED MDL 40 HI-CAP MERV 10 (16X24X2) |  |  |  | 4 |  | 3.579 | 14.316 | March | 2027
AHU-Q-1-HSNGZ8 | 001 | 010600000001 | 2027-03-18 | 1501001112 | FILTER, 18 X 24 X 1, PLEATED MDL 40 HI-CAP MERV 10 (18X24X1, 24X18X1, 24 X 18 X 1) | 1501001112 - FILTER, 18 X 24 X 1, PLEATED MDL 40 HI-CAP MERV 10 (18X24X1, 24X18X1, 24 X 18 X 1) |  |  |  | 13 |  | 0 | 0 | March | 2027
AHU-Q-1-HSNGZ8 | 001 | 010600000002 | 2027-03-18 | 1501001112 | FILTER, 18 X 24 X 1, PLEATED MDL 40 HI-CAP MERV 10 (18X24X1, 24X18X1, 24 X 18 X 1) | 1501001112 - FILTER, 18 X 24 X 1, PLEATED MDL 40 HI-CAP MERV 10 (18X24X1, 24X18X1, 24 X 18 X 1) |  |  |  | 13 |  | 0 | 0 | March | 2027
AHU-Q-1-HSNGZ8 | 001 | 010600000003 | 2027-03-18 | 1501001112 | FILTER, 18 X 24 X 1, PLEATED MDL 40 HI-CAP MERV 10 (18X24X1, 24X18X1, 24 X 18 X 1) | 1501001112 - FILTER, 18 X 24 X 1, PLEATED MDL 40 HI-CAP MERV 10 (18X24X1, 24X18X1, 24 X 18 X 1) |  |  |  | 13 |  | 0 | 0 | March | 2027
AHU-Q-1-HSNGZ8 | 001 | 010600000004 | 2027-03-18 | 1501001112 | FILTER, 18 X 24 X 1, PLEATED MDL 40 HI-CAP MERV 10 (18X24X1, 24X18X1, 24 X 18 X 1) | 1501001112 - FILTER, 18 X 24 X 1, PLEATED MDL 40 HI-CAP MERV 10 (18X24X1, 24X18X1, 24 X 18 X 1) |  |  |  | 7 |  | 0 | 0 | March | 2027
B0121 FCU S LAB | 001 | 000006094784 | 2027-03-19 | 1501001095 | FILTER, 14 X 24 X 2, PLEATED MDL 40 HI-CAP MERV10 (14X24X2, 24X14X2, 24 X 14 X 2)) | 1501001095 - FILTER, 14 X 24 X 2, PLEATED MDL 40 HI-CAP MERV10 (14X24X2, 24X14X2, 24 X 14 X 2)) |  |  |  | 1 |  | 7.5179 | 7.5179 | March | 2027
B0109-AHU-Q | 001 | 010900000001 | 2027-03-22 00:17 | 1501001491 | FILTER, 20 X 34 X 1, PLEATED MDL 40 HI-CAP MERV 10 (20X34X1) | 1501001491 - FILTER, 20 X 34 X 1, PLEATED MDL 40 HI-CAP MERV 10 (20X34X1) |  |  |  | 4 |  | 9.6107 | 38.4428 | March | 2027
B0109-AHU-Q | 001 | 010900000002 | 2027-03-22 00:17 | 1501001143 | FILTER, 14 X 20 X 1, PLEATED MDL 40 HI-CAP MERV 10 (14X20X1) | 1501001143 - FILTER, 14 X 20 X 1, PLEATED MDL 40 HI-CAP MERV 10 (14X20X1) |  |  |  | 29 |  | 0 | 0 | March | 2027
B0109-AHU-Q | 001 | 010900000003 | 2027-03-22 00:17 | 1501001143 | FILTER, 14 X 20 X 1, PLEATED MDL 40 HI-CAP MERV 10 (14X20X1) | 1501001143 - FILTER, 14 X 20 X 1, PLEATED MDL 40 HI-CAP MERV 10 (14X20X1) |  |  |  | 29 |  | 0 | 0 | March | 2027
B0109-AHU-Q | 001 | 010900000001 | 2027-03-22 00:17 | 1501001103 | FILTER, 17.25 X 34 X 2, PLEATED MDL 40 HI-CAP MERV 10 (17 1/4 X 34 X 2, 17 1/4X34X2) | 1501001103 - FILTER, 17.25 X 34 X 2, PLEATED MDL 40 HI-CAP MERV 10 (17 1/4 X 34 X 2, 17 1/4X34X2) |  |  |  | 4 |  | 0 | 0 | March | 2027
B0109-AHU-Q | 001 | 010900000002 | 2027-03-22 00:17 | 1501001113 | FILTER, 18 X 20 X 1 PLEATED MDL 40 HI-CAP MERV 10 (18X20X1) | 1501001113 - FILTER, 18 X 20 X 1 PLEATED MDL 40 HI-CAP MERV 10 (18X20X1) |  |  |  | 4 |  | 4.4699 | 17.8796 | March | 2027
B0109-AHU-Q | 001 | 010900000003 | 2027-03-22 00:17 | 1501001113 | FILTER, 18 X 20 X 1 PLEATED MDL 40 HI-CAP MERV 10 (18X20X1) | 1501001113 - FILTER, 18 X 20 X 1 PLEATED MDL 40 HI-CAP MERV 10 (18X20X1) |  |  |  | 4 |  | 4.4699 | 17.8796 | March | 2027
B0109-AHU-Q | 001 | 010900000001 | 2027-03-22 00:17 | 1501001113 | FILTER, 18 X 20 X 1 PLEATED MDL 40 HI-CAP MERV 10 (18X20X1) | 1501001113 - FILTER, 18 X 20 X 1 PLEATED MDL 40 HI-CAP MERV 10 (18X20X1) |  |  |  | 3 |  | 4.4699 | 13.4097 | March | 2027
B0109-AHU-Q | 001 | 010900000001 | 2027-03-22 00:17 | 1501001143 | FILTER, 14 X 20 X 1, PLEATED MDL 40 HI-CAP MERV 10 (14X20X1) | 1501001143 - FILTER, 14 X 20 X 1, PLEATED MDL 40 HI-CAP MERV 10 (14X20X1) |  |  |  | 20 |  | 0 | 0 | March | 2027
B0109-AHU-Q | 001 | 010900000001 | 2027-03-22 00:17 | 1501001133 | FILTER, 20 X 20 X 1, PLEATED MDL 40 STANDARD MERV 10 (20X20X1) | 1501001133 - FILTER, 20 X 20 X 1, PLEATED MDL 40 STANDARD MERV 10 (20X20X1) |  |  |  | 1 |  | 0 | 0 | March | 2027
B0109-AHU-Q | 001 | 010900000001 | 2027-03-22 00:17 | 1501001481 | FILTER, 15 X 30 X 2, PLEATED MDL 40 HI-CAP MERV 10 (15X30X2) | 1501001481 - FILTER, 15 X 30 X 2, PLEATED MDL 40 HI-CAP MERV 10 (15X30X2) |  |  |  | 4 |  | 0 | 0 | March | 2027
B0109-AHU-Q | 001 | 010900000001 | 2027-03-22 00:17 | 1501001550 | FILTER, 18 X 25 X 1, (18X25X1), PLEATED MDL 40 HI-CAP MERV 10 | 1501001550 - FILTER, 18 X 25 X 1, (18X25X1), PLEATED MDL 40 HI-CAP MERV 10 |  |  |  | 1 |  | 0 | 0 | March | 2027
B8151 VAV S | 001 | 000090002843 | 2027-03-25 00:23 | 1501001143 | FILTER, 14 X 20 X 1, PLEATED MDL 40 HI-CAP MERV 10 (14X20X1) | 1501001143 - FILTER, 14 X 20 X 1, PLEATED MDL 40 HI-CAP MERV 10 (14X20X1) |  |  |  | 1 |  | 0 | 0 | March | 2027
B8151 VAV S | 001 | 000090002859 | 2027-03-25 00:23 | 1501001139 | FILTER, 16 X 20 X 1, PLEATED MDL 40 HI-CAP MERV 10 (16X20X1) (ACTUAL SIZE: 15-1/2"X19-1/2"X3/4") | 1501001139 - FILTER, 16 X 20 X 1, PLEATED MDL 40 HI-CAP MERV 10 (16X20X1) (ACTUAL SIZE: 15-1/2"X19-1/2"X3/4") |  |  |  | 1 |  | 0 | 0 | March | 2027
B8151 VAV S | 001 | 000090002835 | 2027-03-25 00:23 | 1501001143 | FILTER, 14 X 20 X 1, PLEATED MDL 40 HI-CAP MERV 10 (14X20X1) | 1501001143 - FILTER, 14 X 20 X 1, PLEATED MDL 40 HI-CAP MERV 10 (14X20X1) |  |  |  | 1 |  | 0 | 0 | March | 2027
B8151 VAV S | 001 | 000090002834 | 2027-03-25 00:23 | 1501001143 | FILTER, 14 X 20 X 1, PLEATED MDL 40 HI-CAP MERV 10 (14X20X1) | 1501001143 - FILTER, 14 X 20 X 1, PLEATED MDL 40 HI-CAP MERV 10 (14X20X1) |  |  |  | 1 |  | 0 | 0 | March | 2027
B8151 VAV S | 001 | 000090002833 | 2027-03-25 00:23 | 1501001143 | FILTER, 14 X 20 X 1, PLEATED MDL 40 HI-CAP MERV 10 (14X20X1) | 1501001143 - FILTER, 14 X 20 X 1, PLEATED MDL 40 HI-CAP MERV 10 (14X20X1) |  |  |  | 1 |  | 0 | 0 | March | 2027
B8151 VAV S | 001 | 000090002836 | 2027-03-25 00:23 | 1501001143 | FILTER, 14 X 20 X 1, PLEATED MDL 40 HI-CAP MERV 10 (14X20X1) | 1501001143 - FILTER, 14 X 20 X 1, PLEATED MDL 40 HI-CAP MERV 10 (14X20X1) |  |  |  | 1 |  | 0 | 0 | March | 2027
B8151 VAV S | 001 | 000090002844 | 2027-03-25 00:23 | 1501001143 | FILTER, 14 X 20 X 1, PLEATED MDL 40 HI-CAP MERV 10 (14X20X1) | 1501001143 - FILTER, 14 X 20 X 1, PLEATED MDL 40 HI-CAP MERV 10 (14X20X1) |  |  |  | 1 |  | 0 | 0 | March | 2027
B8151 VAV S | 001 | 000090002841 | 2027-03-25 00:23 | 1501001143 | FILTER, 14 X 20 X 1, PLEATED MDL 40 HI-CAP MERV 10 (14X20X1) | 1501001143 - FILTER, 14 X 20 X 1, PLEATED MDL 40 HI-CAP MERV 10 (14X20X1) |  |  |  | 1 |  | 0 | 0 | March | 2027
B8151 VAV S | 001 | 000090002840 | 2027-03-25 00:23 | 1501001143 | FILTER, 14 X 20 X 1, PLEATED MDL 40 HI-CAP MERV 10 (14X20X1) | 1501001143 - FILTER, 14 X 20 X 1, PLEATED MDL 40 HI-CAP MERV 10 (14X20X1) |  |  |  | 1 |  | 0 | 0 | March | 2027
B8151 VAV S | 001 | 000090002845 | 2027-03-25 00:23 | 1501001143 | FILTER, 14 X 20 X 1, PLEATED MDL 40 HI-CAP MERV 10 (14X20X1) | 1501001143 - FILTER, 14 X 20 X 1, PLEATED MDL 40 HI-CAP MERV 10 (14X20X1) |  |  |  | 1 |  | 0 | 0 | March | 2027
B8151 VAV S | 001 | 000090002847 | 2027-03-25 00:23 | 1501001143 | FILTER, 14 X 20 X 1, PLEATED MDL 40 HI-CAP MERV 10 (14X20X1) | 1501001143 - FILTER, 14 X 20 X 1, PLEATED MDL 40 HI-CAP MERV 10 (14X20X1) |  |  |  | 1 |  | 0 | 0 | March | 2027
B8151 VAV S | 001 | 000090002837 | 2027-03-25 00:23 | 1501001143 | FILTER, 14 X 20 X 1, PLEATED MDL 40 HI-CAP MERV 10 (14X20X1) | 1501001143 - FILTER, 14 X 20 X 1, PLEATED MDL 40 HI-CAP MERV 10 (14X20X1) |  |  |  | 1 |  | 0 | 0 | March | 2027
B8151 VAV S | 001 | 000090002839 | 2027-03-25 00:23 | 1501001143 | FILTER, 14 X 20 X 1, PLEATED MDL 40 HI-CAP MERV 10 (14X20X1) | 1501001143 - FILTER, 14 X 20 X 1, PLEATED MDL 40 HI-CAP MERV 10 (14X20X1) |  |  |  | 1 |  | 0 | 0 | March | 2027
B8151 VAV S | 001 | 000090002929 | 2027-03-25 00:23 | 1501001139 | FILTER, 16 X 20 X 1, PLEATED MDL 40 HI-CAP MERV 10 (16X20X1) (ACTUAL SIZE: 15-1/2"X19-1/2"X3/4") | 1501001139 - FILTER, 16 X 20 X 1, PLEATED MDL 40 HI-CAP MERV 10 (16X20X1) (ACTUAL SIZE: 15-1/2"X19-1/2"X3/4") |  |  |  | 1 |  | 0 | 0 | March | 2027
B8151 VAV S | 001 | 000090002930 | 2027-03-25 00:23 | 1501001139 | FILTER, 16 X 20 X 1, PLEATED MDL 40 HI-CAP MERV 10 (16X20X1) (ACTUAL SIZE: 15-1/2"X19-1/2"X3/4") | 1501001139 - FILTER, 16 X 20 X 1, PLEATED MDL 40 HI-CAP MERV 10 (16X20X1) (ACTUAL SIZE: 15-1/2"X19-1/2"X3/4") |  |  |  | 1 |  | 0 | 0 | March | 2027
B8151 VAV S | 001 | 000090002931 | 2027-03-25 00:23 | 1501001139 | FILTER, 16 X 20 X 1, PLEATED MDL 40 HI-CAP MERV 10 (16X20X1) (ACTUAL SIZE: 15-1/2"X19-1/2"X3/4") | 1501001139 - FILTER, 16 X 20 X 1, PLEATED MDL 40 HI-CAP MERV 10 (16X20X1) (ACTUAL SIZE: 15-1/2"X19-1/2"X3/4") |  |  |  | 1 |  | 0 | 0 | March | 2027
B8151 VAV S | 001 | 000090002932 | 2027-03-25 00:23 | 1501001139 | FILTER, 16 X 20 X 1, PLEATED MDL 40 HI-CAP MERV 10 (16X20X1) (ACTUAL SIZE: 15-1/2"X19-1/2"X3/4") | 1501001139 - FILTER, 16 X 20 X 1, PLEATED MDL 40 HI-CAP MERV 10 (16X20X1) (ACTUAL SIZE: 15-1/2"X19-1/2"X3/4") |  |  |  | 1 |  | 0 | 0 | March | 2027
B8151 VAV S | 001 | 000090002933 | 2027-03-25 00:23 | 1501001139 | FILTER, 16 X 20 X 1, PLEATED MDL 40 HI-CAP MERV 10 (16X20X1) (ACTUAL SIZE: 15-1/2"X19-1/2"X3/4") | 1501001139 - FILTER, 16 X 20 X 1, PLEATED MDL 40 HI-CAP MERV 10 (16X20X1) (ACTUAL SIZE: 15-1/2"X19-1/2"X3/4") |  |  |  | 1 |  | 0 | 0 | March | 2027
B8151 VAV S | 001 | 000090002934 | 2027-03-25 00:23 | 1501001139 | FILTER, 16 X 20 X 1, PLEATED MDL 40 HI-CAP MERV 10 (16X20X1) (ACTUAL SIZE: 15-1/2"X19-1/2"X3/4") | 1501001139 - FILTER, 16 X 20 X 1, PLEATED MDL 40 HI-CAP MERV 10 (16X20X1) (ACTUAL SIZE: 15-1/2"X19-1/2"X3/4") |  |  |  | 1 |  | 0 | 0 | March | 2027
B8151 VAV S | 001 | 000090002936 | 2027-03-25 00:23 | 1501001139 | FILTER, 16 X 20 X 1, PLEATED MDL 40 HI-CAP MERV 10 (16X20X1) (ACTUAL SIZE: 15-1/2"X19-1/2"X3/4") | 1501001139 - FILTER, 16 X 20 X 1, PLEATED MDL 40 HI-CAP MERV 10 (16X20X1) (ACTUAL SIZE: 15-1/2"X19-1/2"X3/4") |  |  |  | 1 |  | 0 | 0 | March | 2027
B8151 VAV S | 001 | 000090002937 | 2027-03-25 00:23 | 1501001143 | FILTER, 14 X 20 X 1, PLEATED MDL 40 HI-CAP MERV 10 (14X20X1) | 1501001143 - FILTER, 14 X 20 X 1, PLEATED MDL 40 HI-CAP MERV 10 (14X20X1) |  |  |  | 1 |  | 0 | 0 | March | 2027
B8151 VAV S | 001 | 000090002860 | 2027-03-25 00:23 | 1501001143 | FILTER, 14 X 20 X 1, PLEATED MDL 40 HI-CAP MERV 10 (14X20X1) | 1501001143 - FILTER, 14 X 20 X 1, PLEATED MDL 40 HI-CAP MERV 10 (14X20X1) |  |  |  | 1 |  | 0 | 0 | March | 2027
B8151 VAV S | 001 | 000090002861 | 2027-03-25 00:23 | 1501001143 | FILTER, 14 X 20 X 1, PLEATED MDL 40 HI-CAP MERV 10 (14X20X1) | 1501001143 - FILTER, 14 X 20 X 1, PLEATED MDL 40 HI-CAP MERV 10 (14X20X1) |  |  |  | 1 |  | 0 | 0 | March | 2027
B8151 VAV S | 001 | 000090002862 | 2027-03-25 00:23 | 1501001143 | FILTER, 14 X 20 X 1, PLEATED MDL 40 HI-CAP MERV 10 (14X20X1) | 1501001143 - FILTER, 14 X 20 X 1, PLEATED MDL 40 HI-CAP MERV 10 (14X20X1) |  |  |  | 1 |  | 0 | 0 | March | 2027
B8151 VAV S | 001 | 000090002863 | 2027-03-25 00:23 | 1501001143 | FILTER, 14 X 20 X 1, PLEATED MDL 40 HI-CAP MERV 10 (14X20X1) | 1501001143 - FILTER, 14 X 20 X 1, PLEATED MDL 40 HI-CAP MERV 10 (14X20X1) |  |  |  | 1 |  | 0 | 0 | March | 2027
B8151 VAV S | 001 | 000090002864 | 2027-03-25 00:23 | 1501001143 | FILTER, 14 X 20 X 1, PLEATED MDL 40 HI-CAP MERV 10 (14X20X1) | 1501001143 - FILTER, 14 X 20 X 1, PLEATED MDL 40 HI-CAP MERV 10 (14X20X1) |  |  |  | 1 |  | 0 | 0 | March | 2027
B8151 VAV S | 001 | 000090002865 | 2027-03-25 00:23 | 1501001143 | FILTER, 14 X 20 X 1, PLEATED MDL 40 HI-CAP MERV 10 (14X20X1) | 1501001143 - FILTER, 14 X 20 X 1, PLEATED MDL 40 HI-CAP MERV 10 (14X20X1) |  |  |  | 1 |  | 0 | 0 | March | 2027
B8151 VAV S | 001 | 000090002866 | 2027-03-25 00:23 | 1501001143 | FILTER, 14 X 20 X 1, PLEATED MDL 40 HI-CAP MERV 10 (14X20X1) | 1501001143 - FILTER, 14 X 20 X 1, PLEATED MDL 40 HI-CAP MERV 10 (14X20X1) |  |  |  | 1 |  | 0 | 0 | March | 2027
B8151 VAV S | 001 | 000090002867 | 2027-03-25 00:23 | 1501001143 | FILTER, 14 X 20 X 1, PLEATED MDL 40 HI-CAP MERV 10 (14X20X1) | 1501001143 - FILTER, 14 X 20 X 1, PLEATED MDL 40 HI-CAP MERV 10 (14X20X1) |  |  |  | 1 |  | 0 | 0 | March | 2027
B8151 VAV S | 001 | 000090002868 | 2027-03-25 00:23 | 1501001143 | FILTER, 14 X 20 X 1, PLEATED MDL 40 HI-CAP MERV 10 (14X20X1) | 1501001143 - FILTER, 14 X 20 X 1, PLEATED MDL 40 HI-CAP MERV 10 (14X20X1) |  |  |  | 1 |  | 0 | 0 | March | 2027
B8151 VAV S | 001 | 000090002869 | 2027-03-25 00:23 | 1501001143 | FILTER, 14 X 20 X 1, PLEATED MDL 40 HI-CAP MERV 10 (14X20X1) | 1501001143 - FILTER, 14 X 20 X 1, PLEATED MDL 40 HI-CAP MERV 10 (14X20X1) |  |  |  | 1 |  | 0 | 0 | March | 2027
B8151 VAV S | 001 | 000090002870 | 2027-03-25 00:23 | 1501001143 | FILTER, 14 X 20 X 1, PLEATED MDL 40 HI-CAP MERV 10 (14X20X1) | 1501001143 - FILTER, 14 X 20 X 1, PLEATED MDL 40 HI-CAP MERV 10 (14X20X1) |  |  |  | 1 |  | 0 | 0 | March | 2027
B8151 VAV S | 001 | 000090002871 | 2027-03-25 00:23 | 1501001143 | FILTER, 14 X 20 X 1, PLEATED MDL 40 HI-CAP MERV 10 (14X20X1) | 1501001143 - FILTER, 14 X 20 X 1, PLEATED MDL 40 HI-CAP MERV 10 (14X20X1) |  |  |  | 1 |  | 0 | 0 | March | 2027
B8151 VAV S | 001 | 000090002872 | 2027-03-25 00:23 | 1501001143 | FILTER, 14 X 20 X 1, PLEATED MDL 40 HI-CAP MERV 10 (14X20X1) | 1501001143 - FILTER, 14 X 20 X 1, PLEATED MDL 40 HI-CAP MERV 10 (14X20X1) |  |  |  | 1 |  | 0 | 0 | March | 2027
B8151 VAV S | 001 | 000090002873 | 2027-03-25 00:23 | 1501001143 | FILTER, 14 X 20 X 1, PLEATED MDL 40 HI-CAP MERV 10 (14X20X1) | 1501001143 - FILTER, 14 X 20 X 1, PLEATED MDL 40 HI-CAP MERV 10 (14X20X1) |  |  |  | 1 |  | 0 | 0 | March | 2027
B8151 VAV S | 001 | 000090002886 | 2027-03-25 00:23 | 1501001143 | FILTER, 14 X 20 X 1, PLEATED MDL 40 HI-CAP MERV 10 (14X20X1) | 1501001143 - FILTER, 14 X 20 X 1, PLEATED MDL 40 HI-CAP MERV 10 (14X20X1) |  |  |  | 1 |  | 0 | 0 | March | 2027
B8151 VAV S | 001 | 000090002887 | 2027-03-25 00:23 | 1501001143 | FILTER, 14 X 20 X 1, PLEATED MDL 40 HI-CAP MERV 10 (14X20X1) | 1501001143 - FILTER, 14 X 20 X 1, PLEATED MDL 40 HI-CAP MERV 10 (14X20X1) |  |  |  | 1 |  | 0 | 0 | March | 2027
B8151 VAV S | 001 | 000090002888 | 2027-03-25 00:23 | 1501001139 | FILTER, 16 X 20 X 1, PLEATED MDL 40 HI-CAP MERV 10 (16X20X1) (ACTUAL SIZE: 15-1/2"X19-1/2"X3/4") | 1501001139 - FILTER, 16 X 20 X 1, PLEATED MDL 40 HI-CAP MERV 10 (16X20X1) (ACTUAL SIZE: 15-1/2"X19-1/2"X3/4") |  |  |  | 1 |  | 0 | 0 | March | 2027
B8151 VAV S | 001 | 000090002889 | 2027-03-25 00:23 | 1501001143 | FILTER, 14 X 20 X 1, PLEATED MDL 40 HI-CAP MERV 10 (14X20X1) | 1501001143 - FILTER, 14 X 20 X 1, PLEATED MDL 40 HI-CAP MERV 10 (14X20X1) |  |  |  | 1 |  | 0 | 0 | March | 2027
B8151 VAV S | 001 | 000090002890 | 2027-03-25 00:23 | 1501001143 | FILTER, 14 X 20 X 1, PLEATED MDL 40 HI-CAP MERV 10 (14X20X1) | 1501001143 - FILTER, 14 X 20 X 1, PLEATED MDL 40 HI-CAP MERV 10 (14X20X1) |  |  |  | 1 |  | 0 | 0 | March | 2027
B8151 VAV S | 001 | 000090002891 | 2027-03-25 00:23 | 1501001143 | FILTER, 14 X 20 X 1, PLEATED MDL 40 HI-CAP MERV 10 (14X20X1) | 1501001143 - FILTER, 14 X 20 X 1, PLEATED MDL 40 HI-CAP MERV 10 (14X20X1) |  |  |  | 1 |  | 0 | 0 | March | 2027
B8151 VAV S | 001 | 000090002892 | 2027-03-25 00:23 | 1501001143 | FILTER, 14 X 20 X 1, PLEATED MDL 40 HI-CAP MERV 10 (14X20X1) | 1501001143 - FILTER, 14 X 20 X 1, PLEATED MDL 40 HI-CAP MERV 10 (14X20X1) |  |  |  | 1 |  | 0 | 0 | March | 2027
B8151 VAV S | 001 | 000090002893 | 2027-03-25 00:23 | 1501001143 | FILTER, 14 X 20 X 1, PLEATED MDL 40 HI-CAP MERV 10 (14X20X1) | 1501001143 - FILTER, 14 X 20 X 1, PLEATED MDL 40 HI-CAP MERV 10 (14X20X1) |  |  |  | 1 |  | 0 | 0 | March | 2027
B8151 VAV S | 001 | 000090002894 | 2027-03-25 00:23 | 1501001143 | FILTER, 14 X 20 X 1, PLEATED MDL 40 HI-CAP MERV 10 (14X20X1) | 1501001143 - FILTER, 14 X 20 X 1, PLEATED MDL 40 HI-CAP MERV 10 (14X20X1) |  |  |  | 1 |  | 0 | 0 | March | 2027
B8151 VAV S | 001 | 000090002895 | 2027-03-25 00:23 | 1501001143 | FILTER, 14 X 20 X 1, PLEATED MDL 40 HI-CAP MERV 10 (14X20X1) | 1501001143 - FILTER, 14 X 20 X 1, PLEATED MDL 40 HI-CAP MERV 10 (14X20X1) |  |  |  | 1 |  | 0 | 0 | March | 2027
B8151 VAV S | 001 | 000090002896 | 2027-03-25 00:23 | 1501001143 | FILTER, 14 X 20 X 1, PLEATED MDL 40 HI-CAP MERV 10 (14X20X1) | 1501001143 - FILTER, 14 X 20 X 1, PLEATED MDL 40 HI-CAP MERV 10 (14X20X1) |  |  |  | 1 |  | 0 | 0 | March | 2027
B8151 VAV S | 001 | 000090002897 | 2027-03-25 00:23 | 1501001143 | FILTER, 14 X 20 X 1, PLEATED MDL 40 HI-CAP MERV 10 (14X20X1) | 1501001143 - FILTER, 14 X 20 X 1, PLEATED MDL 40 HI-CAP MERV 10 (14X20X1) |  |  |  | 1 |  | 0 | 0 | March | 2027
B8151 VAV S | 001 | 000090002898 | 2027-03-25 00:23 | 1501001143 | FILTER, 14 X 20 X 1, PLEATED MDL 40 HI-CAP MERV 10 (14X20X1) | 1501001143 - FILTER, 14 X 20 X 1, PLEATED MDL 40 HI-CAP MERV 10 (14X20X1) |  |  |  | 1 |  | 0 | 0 | March | 2027
B8151 VAV S | 001 | 000090002899 | 2027-03-25 00:23 | 1501001143 | FILTER, 14 X 20 X 1, PLEATED MDL 40 HI-CAP MERV 10 (14X20X1) | 1501001143 - FILTER, 14 X 20 X 1, PLEATED MDL 40 HI-CAP MERV 10 (14X20X1) |  |  |  | 1 |  | 0 | 0 | March | 2027
B8151 VAV S | 001 | 000090002927 | 2027-03-25 00:23 | 1501001139 | FILTER, 16 X 20 X 1, PLEATED MDL 40 HI-CAP MERV 10 (16X20X1) (ACTUAL SIZE: 15-1/2"X19-1/2"X3/4") | 1501001139 - FILTER, 16 X 20 X 1, PLEATED MDL 40 HI-CAP MERV 10 (16X20X1) (ACTUAL SIZE: 15-1/2"X19-1/2"X3/4") |  |  |  | 1 |  | 0 | 0 | March | 2027
B8151 VAV S | 001 | 000090002928 | 2027-03-25 00:23 | 1501001139 | FILTER, 16 X 20 X 1, PLEATED MDL 40 HI-CAP MERV 10 (16X20X1) (ACTUAL SIZE: 15-1/2"X19-1/2"X3/4") | 1501001139 - FILTER, 16 X 20 X 1, PLEATED MDL 40 HI-CAP MERV 10 (16X20X1) (ACTUAL SIZE: 15-1/2"X19-1/2"X3/4") |  |  |  | 1 |  | 0 | 0 | March | 2027
B8151 VAV S | 001 | 000090002842 | 2027-03-25 00:23 | 1501001143 | FILTER, 14 X 20 X 1, PLEATED MDL 40 HI-CAP MERV 10 (14X20X1) | 1501001143 - FILTER, 14 X 20 X 1, PLEATED MDL 40 HI-CAP MERV 10 (14X20X1) |  |  |  | 1 |  | 0 | 0 | March | 2027
B8151 VAV S | 001 | 000090002846 | 2027-03-25 00:23 | 1501001143 | FILTER, 14 X 20 X 1, PLEATED MDL 40 HI-CAP MERV 10 (14X20X1) | 1501001143 - FILTER, 14 X 20 X 1, PLEATED MDL 40 HI-CAP MERV 10 (14X20X1) |  |  |  | 1 |  | 0 | 0 | March | 2027
0116 OAF-2 S | 001 | 000006094923 | 2027-03-29 | 1501001001 | BELT, #AX-80, AX80 (COG TYPE) | 1501001001 - BELT, #AX-80, AX80 (COG TYPE) |  |  |  | 2 |  | 10.1288 | 20.2576 | March | 2027
B0126 FCU 4M | 001 | 000000114006 | 2027-03-30 | 1501001121 | FILTER, 20 X 20 X 2, PLEATED MDL 40 STANDARD MERV 10 (20X20X2) | 1501001121 - FILTER, 20 X 20 X 2, PLEATED MDL 40 STANDARD MERV 10 (20X20X2) |  |  |  | 2 |  | 0 | 0 | March | 2027
0120 STRO SEMI | 001 | 000000002232 | 2027-04-01 | 1501001396 | BELT, #BX-41, BX41 (COG TYPE) | 1501001396 - BELT, #BX-41, BX41 (COG TYPE) |  |  |  | 1 |  | 0 | 0 | April | 2027
B0120 EF S BELT | 001 | 000000002220 | 2027-04-01 | 1501001494 | BELT, #AX-20, AX20 (COG TYPE) | 1501001494 - BELT, #AX-20, AX20 (COG TYPE) |  |  |  | 1 |  | 0 | 0 | April | 2027
B0120 EF S BELT | 001 | 000000002221 | 2027-04-01 | 1501001494 | BELT, #AX-20, AX20 (COG TYPE) | 1501001494 - BELT, #AX-20, AX20 (COG TYPE) |  |  |  | 1 |  | 0 | 0 | April | 2027
B0120 EF S BELT | 001 | 000000002222 | 2027-04-01 | 1501001354 | BELT, #AX-41, AX41 (COG TYPE) | 1501001354 - BELT, #AX-41, AX41 (COG TYPE) |  |  |  | 1 |  | 11.392 | 11.392 | April | 2027
B0350 DAHU1 Q | 001 | 000000160000 | 2027-04-01 | 1501001135 | FILTER, 20 X 21 X 1, PLEATED MDL 40 HI-CAP MERV 10 (20X21X1) | 1501001135 - FILTER, 20 X 21 X 1, PLEATED MDL 40 HI-CAP MERV 10 (20X21X1) |  |  |  | 1 |  | 5.69 | 5.69 | April | 2027
FCU-4M-SERV T2 | 001 | 000000108005 | 2027-04-01 | 1501001122 | FILTER, 16 X 25 X 2, PLEATED MDL 40 HI-CAP MERV 10 (16X25X2) | 1501001122 - FILTER, 16 X 25 X 2, PLEATED MDL 40 HI-CAP MERV 10 (16X25X2) |  |  |  | 1 |  | 0 | 0 | April | 2027
FCU-4M-SERV T2 | 001 | 000000108006 | 2027-04-01 | 1501001122 | FILTER, 16 X 25 X 2, PLEATED MDL 40 HI-CAP MERV 10 (16X25X2) | 1501001122 - FILTER, 16 X 25 X 2, PLEATED MDL 40 HI-CAP MERV 10 (16X25X2) |  |  |  | 1 |  | 0 | 0 | April | 2027
FCU-4M-SERV T2 | 001 | 000000108011 | 2027-04-01 | 1501001122 | FILTER, 16 X 25 X 2, PLEATED MDL 40 HI-CAP MERV 10 (16X25X2) | 1501001122 - FILTER, 16 X 25 X 2, PLEATED MDL 40 HI-CAP MERV 10 (16X25X2) |  |  |  | 1 |  | 0 | 0 | April | 2027
FCU-4M-SERV T2 | 001 | 000000109009 | 2027-04-01 | 1501001123 | FILTER, 16 X 20 X 2, PLEATED MDL 40 HI-CAP MERV 10 (16X20X2) | 1501001123 - FILTER, 16 X 20 X 2, PLEATED MDL 40 HI-CAP MERV 10 (16X20X2) |  |  |  | 2 |  | 0 | 0 | April | 2027
FCU-4M-SERV T2 | 001 | 000000108007 | 2027-04-01 | 1501001122 | FILTER, 16 X 25 X 2, PLEATED MDL 40 HI-CAP MERV 10 (16X25X2) | 1501001122 - FILTER, 16 X 25 X 2, PLEATED MDL 40 HI-CAP MERV 10 (16X25X2) |  |  |  | 3 |  | 0 | 0 | April | 2027
FCU-4M-SERV T2 | 001 | 000000108008 | 2027-04-01 | 1501001123 | FILTER, 16 X 20 X 2, PLEATED MDL 40 HI-CAP MERV 10 (16X20X2) | 1501001123 - FILTER, 16 X 20 X 2, PLEATED MDL 40 HI-CAP MERV 10 (16X20X2) |  |  |  | 2 |  | 0 | 0 | April | 2027
FCU-4M-SERV T2 | 001 | 000000108010 | 2027-04-01 | 1501001123 | FILTER, 16 X 20 X 2, PLEATED MDL 40 HI-CAP MERV 10 (16X20X2) | 1501001123 - FILTER, 16 X 20 X 2, PLEATED MDL 40 HI-CAP MERV 10 (16X20X2) |  |  |  | 2 |  | 0 | 0 | April | 2027
FCU-4M-SERV T2 | 001 | 000000109010 | 2027-04-01 | 1501001122 | FILTER, 16 X 25 X 2, PLEATED MDL 40 HI-CAP MERV 10 (16X25X2) | 1501001122 - FILTER, 16 X 25 X 2, PLEATED MDL 40 HI-CAP MERV 10 (16X25X2) |  |  |  | 1 |  | 0 | 0 | April | 2027
FCU-4M-SERV T2 | 001 | 000000109011 | 2027-04-01 | 1501001122 | FILTER, 16 X 25 X 2, PLEATED MDL 40 HI-CAP MERV 10 (16X25X2) | 1501001122 - FILTER, 16 X 25 X 2, PLEATED MDL 40 HI-CAP MERV 10 (16X25X2) |  |  |  | 1 |  | 0 | 0 | April | 2027
FCU-4M-SERV T2 | 001 | 000000068011 | 2027-04-01 | 1501001133 | FILTER, 20 X 20 X 1, PLEATED MDL 40 STANDARD MERV 10 (20X20X1) | 1501001133 - FILTER, 20 X 20 X 1, PLEATED MDL 40 STANDARD MERV 10 (20X20X1) |  |  |  | 2 |  | 0 | 0 | April | 2027
FCU-4M-SERV T2 | 001 | 000000108006 | 2027-04-01 | 1501001354 | BELT, #AX-41, AX41 (COG TYPE) | 1501001354 - BELT, #AX-41, AX41 (COG TYPE) |  |  |  | 1 |  | 11.392 | 11.392 | April | 2027
B0016E DAHU6 A | 001 | 000090003107 | 2027-04-01 00:12 | 1501002214 | FILTER, 21.5 X 23.5 X 1, PLEATED MDL 40 HI-CAP MERV 10 (21.5X23.5X1, 21 1/2 X 23 1/2 X 1, 21 1/2X23 1/2X1) | 1501002214 - FILTER, 21.5 X 23.5 X 1, PLEATED MDL 40 HI-CAP MERV 10 (21.5X23.5X1, 21 1/2 X 23 1/2 X 1, 21 1/2X23 1/2X1) |  |  |  | 1 |  | 4.45 | 4.45 | April | 2027
B0016E DAHU7 A | 001 | 000090003108 | 2027-04-01 00:12 | 1501001881 | FILTER, 22 X 24 X 1, PLEATED MDL 40 HI-CAP MERV 10 (22X24X1) | 1501001881 - FILTER, 22 X 24 X 1, PLEATED MDL 40 HI-CAP MERV 10 (22X24X1) |  |  |  | 1 |  | 0 | 0 | April | 2027
B004A AHU 1-1 S | 001 | 000007091562 | 2027-04-01 00:15 | 1501002232 | FILTER, 30/30, DUAL 9, HIGH-CAPACITY, MERV 9, 20X20X2 | 1501002232 - FILTER, 30/30, DUAL 9, HIGH-CAPACITY, MERV 9, 20X20X2 |  |  |  | 1 |  | 0 | 0 | April | 2027
B0129 T1 F7 Q | 001 | 012900000007 | 2027-04-01 00:19 | 1501001129 | FILTER, 22 X 22 X 1, PLEATED MDL 40 HI-CAP MERV 10 (22X22X1) | 1501001129 - FILTER, 22 X 22 X 1, PLEATED MDL 40 HI-CAP MERV 10 (22X22X1) |  |  |  | 17 |  | 6.6198 | 112.5366 | April | 2027
B0129 T1 F7 Q | 001 | 012900000007 | 2027-04-01 00:19 | 1501001133 | FILTER, 20 X 20 X 1, PLEATED MDL 40 STANDARD MERV 10 (20X20X1) | 1501001133 - FILTER, 20 X 20 X 1, PLEATED MDL 40 STANDARD MERV 10 (20X20X1) |  |  |  | 2 |  | 0 | 0 | April | 2027
B0129 T1 F7 Q | 001 | 012900000007 | 2027-04-01 00:19 | 1501001111 | FILTER, 18 X 18 X 1, PLEATED MDL 40 HI-CAP MERV 10 (18X18X1) | 1501001111 - FILTER, 18 X 18 X 1, PLEATED MDL 40 HI-CAP MERV 10 (18X18X1) |  |  |  | 1 |  | 0 | 0 | April | 2027
B0138 FLT M | 001 | 013801040000 | 2027-04-02 00:19 | 1501001133 | FILTER, 20 X 20 X 1, PLEATED MDL 40 STANDARD MERV 10 (20X20X1) | 1501001133 - FILTER, 20 X 20 X 1, PLEATED MDL 40 STANDARD MERV 10 (20X20X1) |  |  |  | 4 |  | 0 | 0 | April | 2027
FCU-4M MT2 | 001 | 000000108012 | 2027-04-05 00:05 | 1501001122 | FILTER, 16 X 25 X 2, PLEATED MDL 40 HI-CAP MERV 10 (16X25X2) | 1501001122 - FILTER, 16 X 25 X 2, PLEATED MDL 40 HI-CAP MERV 10 (16X25X2) |  |  |  | 1 |  | 0 | 0 | April | 2027
FCU-4M MT2 | 001 | 000000109006 | 2027-04-05 00:05 | 1501001122 | FILTER, 16 X 25 X 2, PLEATED MDL 40 HI-CAP MERV 10 (16X25X2) | 1501001122 - FILTER, 16 X 25 X 2, PLEATED MDL 40 HI-CAP MERV 10 (16X25X2) |  |  |  | 1 |  | 0 | 0 | April | 2027
FCU-4M MT2 | 001 | 000000109008 | 2027-04-05 00:05 | 1501001122 | FILTER, 16 X 25 X 2, PLEATED MDL 40 HI-CAP MERV 10 (16X25X2) | 1501001122 - FILTER, 16 X 25 X 2, PLEATED MDL 40 HI-CAP MERV 10 (16X25X2) |  |  |  | 1 |  | 0 | 0 | April | 2027
FCU-4M MT2 | 001 | 000000109007 | 2027-04-05 00:05 | 1501001123 | FILTER, 16 X 20 X 2, PLEATED MDL 40 HI-CAP MERV 10 (16X20X2) | 1501001123 - FILTER, 16 X 20 X 2, PLEATED MDL 40 HI-CAP MERV 10 (16X20X2) |  |  |  | 2 |  | 0 | 0 | April | 2027
AHU MT8 0.5HR | 001 | 011500000001 | 2027-04-05 00:10 | 1501001275 | FILTER, 16.5 X 21.5 X 1, PLEATED MDL 40 STANDARD MERV 10 (16 1/2 X 21 1/2 X 1, 16 1/2X21 1/2X1) | 1501001275 - FILTER, 16.5 X 21.5 X 1, PLEATED MDL 40 STANDARD MERV 10 (16 1/2 X 21 1/2 X 1, 16 1/2X21 1/2X1) |  |  |  | 1 |  | 0 | 0 | April | 2027
B0049 AHUHP6 Q | 001 | 000000035017 | 2027-04-05 00:13 | 1501001139 | FILTER, 16 X 20 X 1, PLEATED MDL 40 HI-CAP MERV 10 (16X20X1) (ACTUAL SIZE: 15-1/2"X19-1/2"X3/4") | 1501001139 - FILTER, 16 X 20 X 1, PLEATED MDL 40 HI-CAP MERV 10 (16X20X1) (ACTUAL SIZE: 15-1/2"X19-1/2"X3/4") |  |  |  | 1 |  | 0 | 0 | April | 2027
B0129 T1 F1 Q | 001 | 012900000001 | 2027-04-05 00:19 | 1501001129 | FILTER, 22 X 22 X 1, PLEATED MDL 40 HI-CAP MERV 10 (22X22X1) | 1501001129 - FILTER, 22 X 22 X 1, PLEATED MDL 40 HI-CAP MERV 10 (22X22X1) |  |  |  | 20 |  | 6.6198 | 132.396 | April | 2027
B0129 T1 F1 Q | 001 | 012900000001 | 2027-04-05 00:19 | 1501001133 | FILTER, 20 X 20 X 1, PLEATED MDL 40 STANDARD MERV 10 (20X20X1) | 1501001133 - FILTER, 20 X 20 X 1, PLEATED MDL 40 STANDARD MERV 10 (20X20X1) |  |  |  | 5 |  | 0 | 0 | April | 2027
B0129 T1 F1 Q | 001 | 012900000001 | 2027-04-05 00:19 | 1501001112 | FILTER, 18 X 24 X 1, PLEATED MDL 40 HI-CAP MERV 10 (18X24X1, 24X18X1, 24 X 18 X 1) | 1501001112 - FILTER, 18 X 24 X 1, PLEATED MDL 40 HI-CAP MERV 10 (18X24X1, 24X18X1, 24 X 18 X 1) |  |  |  | 2 |  | 0 | 0 | April | 2027
B0129 T1 F2 Q | 001 | 012900000002 | 2027-04-05 00:19 | 1501001129 | FILTER, 22 X 22 X 1, PLEATED MDL 40 HI-CAP MERV 10 (22X22X1) | 1501001129 - FILTER, 22 X 22 X 1, PLEATED MDL 40 HI-CAP MERV 10 (22X22X1) |  |  |  | 20 |  | 6.6198 | 132.396 | April | 2027
B0129 T1 F2 Q | 001 | 012900000002 | 2027-04-05 00:19 | 1501001133 | FILTER, 20 X 20 X 1, PLEATED MDL 40 STANDARD MERV 10 (20X20X1) | 1501001133 - FILTER, 20 X 20 X 1, PLEATED MDL 40 STANDARD MERV 10 (20X20X1) |  |  |  | 3 |  | 0 | 0 | April | 2027
B0140 ROOF 12M | 001 | 000000124126 | 2027-04-06 | 1501001122 | FILTER, 16 X 25 X 2, PLEATED MDL 40 HI-CAP MERV 10 (16X25X2) | 1501001122 - FILTER, 16 X 25 X 2, PLEATED MDL 40 HI-CAP MERV 10 (16X25X2) |  |  |  | 1 |  | 0 | 0 | April | 2027
B0140 ROOF 12M | 001 | 000000124126 | 2027-04-06 | 1501001123 | FILTER, 16 X 20 X 2, PLEATED MDL 40 HI-CAP MERV 10 (16X20X2) | 1501001123 - FILTER, 16 X 20 X 2, PLEATED MDL 40 HI-CAP MERV 10 (16X20X2) |  |  |  | 1 |  | 0 | 0 | April | 2027
B0140 ROOF 12M | 001 | 000000124126 | 2027-04-06 | 1501001353 | BELT, #AX-40, AX40 (COG TYPE) | 1501001353 - BELT, #AX-40, AX40 (COG TYPE) |  |  |  | 1 |  | 6.6717 | 6.6717 | April | 2027
EF S-1 T1 B | 001 | 000000124023 | 2027-04-06 | 1501001353 | BELT, #AX-40, AX40 (COG TYPE) | 1501001353 - BELT, #AX-40, AX40 (COG TYPE) |  |  |  | 1 |  | 6.6717 | 6.6717 | April | 2027
EF S-1 T1 B | 001 | 000000124039 | 2027-04-06 | 1501001348 | BELT, #AX-34, AX34 (COG TYPE) | 1501001348 - BELT, #AX-34, AX34 (COG TYPE) |  |  |  | 1 |  | 0 | 0 | April | 2027
EF S-1 T1 B | 001 | 000000124055 | 2027-04-06 | 1501001353 | BELT, #AX-40, AX40 (COG TYPE) | 1501001353 - BELT, #AX-40, AX40 (COG TYPE) |  |  |  | 1 |  | 6.6717 | 6.6717 | April | 2027
EF S-1 T1 B | 001 | 000000330052 | 2027-04-06 | 1501001285 | BELT, #3L340 | 1501001285 - BELT, #3L340 |  |  |  | 1 |  | 2.1492 | 2.1492 | April | 2027
EF S-1 T1 B | 001 | 000000124039 | 2027-04-06 | 1501001375 | BELT, #AX-33, AX33 (COG TYPE) | 1501001375 - BELT, #AX-33, AX33 (COG TYPE) |  |  |  | 1 |  | 5.0301 | 5.0301 | April | 2027
EFAN S-1 T3 B | 001 | 000000105019 | 2027-04-06 | 1501001302 | BELT, #4L370 | 1501001302 - BELT, #4L370 |  |  |  | 1 |  | 4.083 | 4.083 | April | 2027
EFAN S-1 T3 B | 001 | 000000110047 | 2027-04-06 | 1501001350 | BELT, #AX-36, AX36 (COG TYPE) | 1501001350 - BELT, #AX-36, AX36 (COG TYPE) |  |  |  | 1 |  | 0 | 0 | April | 2027
EFAN S-1 T3 B | 001 | 000000110436 | 2027-04-06 | 1501001383 | BELT, #AX-48, AX48 (COG TYPE) | 1501001383 - BELT, #AX-48, AX48 (COG TYPE) |  |  |  | 1 |  | 7.5849 | 7.5849 | April | 2027
B0129 T1 F3 Q | 001 | 012900000003 | 2027-04-06 00:19 | 1501001129 | FILTER, 22 X 22 X 1, PLEATED MDL 40 HI-CAP MERV 10 (22X22X1) | 1501001129 - FILTER, 22 X 22 X 1, PLEATED MDL 40 HI-CAP MERV 10 (22X22X1) |  |  |  | 20 |  | 6.6198 | 132.396 | April | 2027
B0129 T1 F3 Q | 001 | 012900000003 | 2027-04-06 00:19 | 1501001133 | FILTER, 20 X 20 X 1, PLEATED MDL 40 STANDARD MERV 10 (20X20X1) | 1501001133 - FILTER, 20 X 20 X 1, PLEATED MDL 40 STANDARD MERV 10 (20X20X1) |  |  |  | 3 |  | 0 | 0 | April | 2027
B0129 T1 F4 Q | 001 | 012900000004 | 2027-04-06 00:19 | 1501001129 | FILTER, 22 X 22 X 1, PLEATED MDL 40 HI-CAP MERV 10 (22X22X1) | 1501001129 - FILTER, 22 X 22 X 1, PLEATED MDL 40 HI-CAP MERV 10 (22X22X1) |  |  |  | 20 |  | 6.6198 | 132.396 | April | 2027
B0129 T1 F4 Q | 001 | 012900000004 | 2027-04-06 00:19 | 1501001133 | FILTER, 20 X 20 X 1, PLEATED MDL 40 STANDARD MERV 10 (20X20X1) | 1501001133 - FILTER, 20 X 20 X 1, PLEATED MDL 40 STANDARD MERV 10 (20X20X1) |  |  |  | 3 |  | 0 | 0 | April | 2027
FCU BM NV | 001 | 000000316147 | 2027-04-06 00:26 | 1501002214 | FILTER, 21.5 X 23.5 X 1, PLEATED MDL 40 HI-CAP MERV 10 (21.5X23.5X1, 21 1/2 X 23 1/2 X 1, 21 1/2X23 1/2X1) | 1501002214 - FILTER, 21.5 X 23.5 X 1, PLEATED MDL 40 HI-CAP MERV 10 (21.5X23.5X1, 21 1/2 X 23 1/2 X 1, 21 1/2X23 1/2X1) |  |  |  | 1 |  | 4.45 | 4.45 | April | 2027
B0117 PU-1 Q | 001 | 000000106000 | 2027-04-07 | 1501002237 | FILTER, 30/30, DUAL 9, HIGH-CAPACITY, MERV 9, 20X25X2 | 1501002237 - FILTER, 30/30, DUAL 9, HIGH-CAPACITY, MERV 9, 20X25X2 |  |  |  | 6 |  | 16.46 | 98.76 | April | 2027
B0117 PU-2 Q | 001 | 000000106001 | 2027-04-07 | 1501002237 | FILTER, 30/30, DUAL 9, HIGH-CAPACITY, MERV 9, 20X25X2 | 1501002237 - FILTER, 30/30, DUAL 9, HIGH-CAPACITY, MERV 9, 20X25X2 |  |  |  | 6 |  | 16.46 | 98.76 | April | 2027
B0016E DAHU1 A | 001 | 000000005468 | 2027-04-07 00:12 | 1501001139 | FILTER, 16 X 20 X 1, PLEATED MDL 40 HI-CAP MERV 10 (16X20X1) (ACTUAL SIZE: 15-1/2"X19-1/2"X3/4") | 1501001139 - FILTER, 16 X 20 X 1, PLEATED MDL 40 HI-CAP MERV 10 (16X20X1) (ACTUAL SIZE: 15-1/2"X19-1/2"X3/4") |  |  |  | 1 |  | 0 | 0 | April | 2027
B0016E DAHU3 A | 001 | 000090003095 | 2027-04-07 00:12 | 1501001928 | FILTER, 20 X 22 X 1, PLEATED MDL 40 HI-CAP MERV 10 (20X22X1) | 1501001928 - FILTER, 20 X 22 X 1, PLEATED MDL 40 HI-CAP MERV 10 (20X22X1) |  |  |  | 1 |  | 1 | 1 | April | 2027
B0016E DAHU5 A | 001 | 000090003106 | 2027-04-07 00:12 | 1501002214 | FILTER, 21.5 X 23.5 X 1, PLEATED MDL 40 HI-CAP MERV 10 (21.5X23.5X1, 21 1/2 X 23 1/2 X 1, 21 1/2X23 1/2X1) | 1501002214 - FILTER, 21.5 X 23.5 X 1, PLEATED MDL 40 HI-CAP MERV 10 (21.5X23.5X1, 21 1/2 X 23 1/2 X 1, 21 1/2X23 1/2X1) |  |  |  | 1 |  | 4.45 | 4.45 | April | 2027
B0129 T1 F5 Q | 001 | 012900000005 | 2027-04-07 00:19 | 1501001129 | FILTER, 22 X 22 X 1, PLEATED MDL 40 HI-CAP MERV 10 (22X22X1) | 1501001129 - FILTER, 22 X 22 X 1, PLEATED MDL 40 HI-CAP MERV 10 (22X22X1) |  |  |  | 20 |  | 6.6198 | 132.396 | April | 2027
B0129 T1 F5 Q | 001 | 012900000005 | 2027-04-07 00:19 | 1501001133 | FILTER, 20 X 20 X 1, PLEATED MDL 40 STANDARD MERV 10 (20X20X1) | 1501001133 - FILTER, 20 X 20 X 1, PLEATED MDL 40 STANDARD MERV 10 (20X20X1) |  |  |  | 3 |  | 0 | 0 | April | 2027
B0129 T1 F6 Q | 001 | 012900000006 | 2027-04-07 00:19 | 1501001129 | FILTER, 22 X 22 X 1, PLEATED MDL 40 HI-CAP MERV 10 (22X22X1) | 1501001129 - FILTER, 22 X 22 X 1, PLEATED MDL 40 HI-CAP MERV 10 (22X22X1) |  |  |  | 17 |  | 6.6198 | 112.5366 | April | 2027
B0129 T1 F6 Q | 001 | 012900000006 | 2027-04-07 00:19 | 1501001133 | FILTER, 20 X 20 X 1, PLEATED MDL 40 STANDARD MERV 10 (20X20X1) | 1501001133 - FILTER, 20 X 20 X 1, PLEATED MDL 40 STANDARD MERV 10 (20X20X1) |  |  |  | 3 |  | 0 | 0 | April | 2027
B0130 T2 F7 Q | 001 | 013000000007 | 2027-04-08 00:19 | 1501001129 | FILTER, 22 X 22 X 1, PLEATED MDL 40 HI-CAP MERV 10 (22X22X1) | 1501001129 - FILTER, 22 X 22 X 1, PLEATED MDL 40 HI-CAP MERV 10 (22X22X1) |  |  |  | 21 |  | 6.6198 | 139.0158 | April | 2027
B0130 T2 F7 Q | 001 | 013000000007 | 2027-04-08 00:19 | 1501001111 | FILTER, 18 X 18 X 1, PLEATED MDL 40 HI-CAP MERV 10 (18X18X1) | 1501001111 - FILTER, 18 X 18 X 1, PLEATED MDL 40 HI-CAP MERV 10 (18X18X1) |  |  |  | 1 |  | 0 | 0 | April | 2027
B0052 AHU-1-A | 001 | 000006093839 | 2027-04-09 00:13 | 1501002202 | FILTER, BAG, 24X12X12, HEIGHT X WIDTH X DEPTH, (VERTICAL CONFIGURATION), MERV14A, CAMFIL 5P, 405619C12 | 1501002202 - FILTER, BAG, 24X12X12, HEIGHT X WIDTH X DEPTH, (VERTICAL CONFIGURATION), MERV14A, CAMFIL 5P, 405619C12 |  |  |  | 2 |  | 0 | 0 | April | 2027
B0052 AHU-1-A | 001 | 000006093839 | 2027-04-09 00:13 | 1501002210 | FILTER, BAG, 24X24X12, MERV14A, CAMFIL 10P, 405619A12 | 1501002210 - FILTER, BAG, 24X24X12, MERV14A, CAMFIL 10P, 405619A12 |  |  |  | 8 |  | 0 | 0 | April | 2027
B0052 AHU-18-A | 001 | 000006093847 | 2027-04-09 00:13 | 1501002200 | FILTER, BAG, 12X24X12, HEIGHT X WIDTH X DEPTH, (HORIZONTAL CONFIGURATION), MERV14A, CAMFIL 10P, 405619F12 | 1501002200 - FILTER, BAG, 12X24X12, HEIGHT X WIDTH X DEPTH, (HORIZONTAL CONFIGURATION), MERV14A, CAMFIL 10P, 405619F12 |  |  |  | 2 |  | 78.19 | 156.38 | April | 2027
B0052 AHU-18-A | 001 | 000006093847 | 2027-04-09 00:13 | 1501002204 | FILTER, BAG, 20X20X12, MERV14A, CAMFIL 8P, 405619D12 (REPLACES 1501001202) | 1501002204 - FILTER, BAG, 20X20X12, MERV14A, CAMFIL 8P, 405619D12 (REPLACES 1501001202) |  |  |  | 3 |  | 0 | 0 | April | 2027
B0052 AHU-19-A | 001 | 000006093848 | 2027-04-09 00:13 | 1501002200 | FILTER, BAG, 12X24X12, HEIGHT X WIDTH X DEPTH, (HORIZONTAL CONFIGURATION), MERV14A, CAMFIL 10P, 405619F12 | 1501002200 - FILTER, BAG, 12X24X12, HEIGHT X WIDTH X DEPTH, (HORIZONTAL CONFIGURATION), MERV14A, CAMFIL 10P, 405619F12 |  |  |  | 2 |  | 78.19 | 156.38 | April | 2027
B0052 AHU-19-A | 001 | 000006093848 | 2027-04-09 00:13 | 1501002204 | FILTER, BAG, 20X20X12, MERV14A, CAMFIL 8P, 405619D12 (REPLACES 1501001202) | 1501002204 - FILTER, BAG, 20X20X12, MERV14A, CAMFIL 8P, 405619D12 (REPLACES 1501001202) |  |  |  | 3 |  | 0 | 0 | April | 2027
B0052 AHU-2-A | 001 | 000006093840 | 2027-04-09 00:13 | 1501002202 | FILTER, BAG, 24X12X12, HEIGHT X WIDTH X DEPTH, (VERTICAL CONFIGURATION), MERV14A, CAMFIL 5P, 405619C12 | 1501002202 - FILTER, BAG, 24X12X12, HEIGHT X WIDTH X DEPTH, (VERTICAL CONFIGURATION), MERV14A, CAMFIL 5P, 405619C12 |  |  |  | 2 |  | 0 | 0 | April | 2027
B0052 AHU-2-A | 001 | 000006093840 | 2027-04-09 00:13 | 1501002210 | FILTER, BAG, 24X24X12, MERV14A, CAMFIL 10P, 405619A12 | 1501002210 - FILTER, BAG, 24X24X12, MERV14A, CAMFIL 10P, 405619A12 |  |  |  | 8 |  | 0 | 0 | April | 2027
B0052 AHU-3-A | 001 | 000006093841 | 2027-04-09 00:13 | 1501002206 | FILTER, BAG, 20X24X12, HEIGHT X WIDTH X DEPTH, (HORIZONTAL CONFIGURATION), MERV14A, CAMFIL 10P, 405619E12 (REPLACES 1501003005) | 1501002206 - FILTER, BAG, 20X24X12, HEIGHT X WIDTH X DEPTH, (HORIZONTAL CONFIGURATION), MERV14A, CAMFIL 10P, 405619E12 (REPLACES 1501003005) |  |  |  | 3 |  | 0 | 0 | April | 2027
B0052 AHU-3-A | 001 | 000006093841 | 2027-04-09 00:13 | 1501002210 | FILTER, BAG, 24X24X12, MERV14A, CAMFIL 10P, 405619A12 | 1501002210 - FILTER, BAG, 24X24X12, MERV14A, CAMFIL 10P, 405619A12 |  |  |  | 3 |  | 0 | 0 | April | 2027
B0052 AHU-4-A | 001 | 000006093842 | 2027-04-09 00:14 | 1501002241 | FILTER, 30/30, DUAL 9, HIGH-CAPACITY, MERV 9, 20X20X4 | 1501002241 - FILTER, 30/30, DUAL 9, HIGH-CAPACITY, MERV 9, 20X20X4 |  |  |  | 6 |  | 0 | 0 | April | 2027
B0052 AHU-4-A | 001 | 000006093842 | 2027-04-09 00:14 | 1501002250 | FILTER, 30/30, DUAL 9, HIGH-CAPACITY, MERV 9, 16X20X4 | 1501002250 - FILTER, 30/30, DUAL 9, HIGH-CAPACITY, MERV 9, 16X20X4 |  |  |  | 2 |  | 0 | 0 | April | 2027
B0052 AHU-4-A | 001 | 000006093842 | 2027-04-09 00:14 | 1501002239 | FILTER, 30/30, DUAL 9, HIGH-CAPACITY, MERV 9, 12X24X4 | 1501002239 - FILTER, 30/30, DUAL 9, HIGH-CAPACITY, MERV 9, 12X24X4 |  |  |  | 3 |  | 21.2707 | 63.8121 | April | 2027
B0052 AHU-5-A | 001 | 000006093843 | 2027-04-09 00:14 | 1501002200 | FILTER, BAG, 12X24X12, HEIGHT X WIDTH X DEPTH, (HORIZONTAL CONFIGURATION), MERV14A, CAMFIL 10P, 405619F12 | 1501002200 - FILTER, BAG, 12X24X12, HEIGHT X WIDTH X DEPTH, (HORIZONTAL CONFIGURATION), MERV14A, CAMFIL 10P, 405619F12 |  |  |  | 3 |  | 78.19 | 234.57 | April | 2027
B0052 AHU-5-A | 001 | 000006093843 | 2027-04-09 00:14 | 1501002204 | FILTER, BAG, 20X20X12, MERV14A, CAMFIL 8P, 405619D12 (REPLACES 1501001202) | 1501002204 - FILTER, BAG, 20X20X12, MERV14A, CAMFIL 8P, 405619D12 (REPLACES 1501001202) |  |  |  | 8 |  | 0 | 0 | April | 2027
B0052 AHU-6-A | 001 | 000006093844 | 2027-04-09 00:14 | 1501002200 | FILTER, BAG, 12X24X12, HEIGHT X WIDTH X DEPTH, (HORIZONTAL CONFIGURATION), MERV14A, CAMFIL 10P, 405619F12 | 1501002200 - FILTER, BAG, 12X24X12, HEIGHT X WIDTH X DEPTH, (HORIZONTAL CONFIGURATION), MERV14A, CAMFIL 10P, 405619F12 |  |  |  | 3 |  | 78.19 | 234.57 | April | 2027
B0052 AHU-6-A | 001 | 000006093844 | 2027-04-09 00:14 | 1501002204 | FILTER, BAG, 20X20X12, MERV14A, CAMFIL 8P, 405619D12 (REPLACES 1501001202) | 1501002204 - FILTER, BAG, 20X20X12, MERV14A, CAMFIL 8P, 405619D12 (REPLACES 1501001202) |  |  |  | 8 |  | 0 | 0 | April | 2027
B0052 AHU-8-A | 001 | 000006093845 | 2027-04-09 00:14 | 1501002204 | FILTER, BAG, 20X20X12, MERV14A, CAMFIL 8P, 405619D12 (REPLACES 1501001202) | 1501002204 - FILTER, BAG, 20X20X12, MERV14A, CAMFIL 8P, 405619D12 (REPLACES 1501001202) |  |  |  | 2 |  | 0 | 0 | April | 2027
B0052 AHU-8-A | 001 | 000006093845 | 2027-04-09 00:14 | 1501002206 | FILTER, BAG, 20X24X12, HEIGHT X WIDTH X DEPTH, (HORIZONTAL CONFIGURATION), MERV14A, CAMFIL 10P, 405619E12 (REPLACES 1501003005) | 1501002206 - FILTER, BAG, 20X24X12, HEIGHT X WIDTH X DEPTH, (HORIZONTAL CONFIGURATION), MERV14A, CAMFIL 10P, 405619E12 (REPLACES 1501003005) |  |  |  | 4 |  | 0 | 0 | April | 2027
B0052 AHU-9-A | 001 | 000006093846 | 2027-04-09 00:14 | 1501002206 | FILTER, BAG, 20X24X12, HEIGHT X WIDTH X DEPTH, (HORIZONTAL CONFIGURATION), MERV14A, CAMFIL 10P, 405619E12 (REPLACES 1501003005) | 1501002206 - FILTER, BAG, 20X24X12, HEIGHT X WIDTH X DEPTH, (HORIZONTAL CONFIGURATION), MERV14A, CAMFIL 10P, 405619E12 (REPLACES 1501003005) |  |  |  | 3 |  | 0 | 0 | April | 2027
B0052 AHU-9-A | 001 | 000006093846 | 2027-04-09 00:14 | 1501002210 | FILTER, BAG, 24X24X12, MERV14A, CAMFIL 10P, 405619A12 | 1501002210 - FILTER, BAG, 24X24X12, MERV14A, CAMFIL 10P, 405619A12 |  |  |  | 3 |  | 0 | 0 | April | 2027
B0016A DAHU3 Q | 001 | 000090002443 | 2027-04-12 | 1501001928 | FILTER, 20 X 22 X 1, PLEATED MDL 40 HI-CAP MERV 10 (20X22X1) | 1501001928 - FILTER, 20 X 22 X 1, PLEATED MDL 40 HI-CAP MERV 10 (20X22X1) |  |  |  | 1 |  | 1 | 1 | April | 2027
B0033 FCU WF S | 001 | 000004090027 | 2027-04-12 00:12 | 1501001213 | FILTER, 8 X 16 X 1, PLEATED MDL 40 HI-CAP MERV 10 (8X16X1) | 1501001213 - FILTER, 8 X 16 X 1, PLEATED MDL 40 HI-CAP MERV 10 (8X16X1) |  |  |  | 2 |  | 4.8546 | 9.7092 | April | 2027
B0130 T2 F1 Q | 001 | 013000000001 | 2027-04-12 00:19 | 1501001129 | FILTER, 22 X 22 X 1, PLEATED MDL 40 HI-CAP MERV 10 (22X22X1) | 1501001129 - FILTER, 22 X 22 X 1, PLEATED MDL 40 HI-CAP MERV 10 (22X22X1) |  |  |  | 20 |  | 6.6198 | 132.396 | April | 2027
B0130 T2 F1 Q | 001 | 013000000001 | 2027-04-12 00:19 | 1501001876 | FILTER, 16 X 24 X 1, PLEATED MDL 40 HI-CAP MERV 10 (16X24X1) | 1501001876 - FILTER, 16 X 24 X 1, PLEATED MDL 40 HI-CAP MERV 10 (16X24X1) |  |  |  | 2 |  | 4.1762 | 8.3524 | April | 2027
B0130 T2 F1 Q | 001 | 013000000001 | 2027-04-12 00:19 | 1501001111 | FILTER, 18 X 18 X 1, PLEATED MDL 40 HI-CAP MERV 10 (18X18X1) | 1501001111 - FILTER, 18 X 18 X 1, PLEATED MDL 40 HI-CAP MERV 10 (18X18X1) |  |  |  | 1 |  | 0 | 0 | April | 2027
B0130 T2 F2 Q | 001 | 013000000002 | 2027-04-12 00:19 | 1501001129 | FILTER, 22 X 22 X 1, PLEATED MDL 40 HI-CAP MERV 10 (22X22X1) | 1501001129 - FILTER, 22 X 22 X 1, PLEATED MDL 40 HI-CAP MERV 10 (22X22X1) |  |  |  | 22 |  | 6.6198 | 145.6356 | April | 2027
B0152 AHU-1 M1 | 001 | 000000127000 | 2027-04-12 00:19 | 1501002247 | FILTER, 30/30, DUAL 9, HIGH-CAPACITY, MERV 9, 24X24X4 | 1501002247 - FILTER, 30/30, DUAL 9, HIGH-CAPACITY, MERV 9, 24X24X4 |  |  |  | 12 |  | 0 | 0 | April | 2027
B0152 AHU-1 M1 | 001 | 000000127000 | 2027-04-12 00:19 | 1501003007 | FILTER, 20 X 24 X 4, PLEATED MDL 40 HI-CAP MERV 10 (20X24X4) | 1501003007 - FILTER, 20 X 24 X 4, PLEATED MDL 40 HI-CAP MERV 10 (20X24X4) |  |  |  | 4 |  | 0 | 0 | April | 2027
B0152 AHU-2 Q | 001 | 000000127001 | 2027-04-12 00:19 | 1501001123 | FILTER, 16 X 20 X 2, PLEATED MDL 40 HI-CAP MERV 10 (16X20X2) | 1501001123 - FILTER, 16 X 20 X 2, PLEATED MDL 40 HI-CAP MERV 10 (16X20X2) |  |  |  | 2 |  | 0 | 0 | April | 2027
AHU-Q-1-HSNGZ8 | 001 | 011300000001 | 2027-04-13 | 1501001112 | FILTER, 18 X 24 X 1, PLEATED MDL 40 HI-CAP MERV 10 (18X24X1, 24X18X1, 24 X 18 X 1) | 1501001112 - FILTER, 18 X 24 X 1, PLEATED MDL 40 HI-CAP MERV 10 (18X24X1, 24X18X1, 24 X 18 X 1) |  |  |  | 13 |  | 0 | 0 | April | 2027
AHU-Q-1-HSNGZ8 | 001 | 011300000002 | 2027-04-13 | 1501001112 | FILTER, 18 X 24 X 1, PLEATED MDL 40 HI-CAP MERV 10 (18X24X1, 24X18X1, 24 X 18 X 1) | 1501001112 - FILTER, 18 X 24 X 1, PLEATED MDL 40 HI-CAP MERV 10 (18X24X1, 24X18X1, 24 X 18 X 1) |  |  |  | 13 |  | 0 | 0 | April | 2027
AHU-Q-1-HSNGZ8 | 001 | 011300000003 | 2027-04-13 | 1501001112 | FILTER, 18 X 24 X 1, PLEATED MDL 40 HI-CAP MERV 10 (18X24X1, 24X18X1, 24 X 18 X 1) | 1501001112 - FILTER, 18 X 24 X 1, PLEATED MDL 40 HI-CAP MERV 10 (18X24X1, 24X18X1, 24 X 18 X 1) |  |  |  | 13 |  | 0 | 0 | April | 2027
AHU-Q-1-HSNGZ8 | 001 | 011300000004 | 2027-04-13 | 1501001112 | FILTER, 18 X 24 X 1, PLEATED MDL 40 HI-CAP MERV 10 (18X24X1, 24X18X1, 24 X 18 X 1) | 1501001112 - FILTER, 18 X 24 X 1, PLEATED MDL 40 HI-CAP MERV 10 (18X24X1, 24X18X1, 24 X 18 X 1) |  |  |  | 7 |  | 0 | 0 | April | 2027
EF S-1 T1 RF B | 001 | 000000065285 | 2027-04-13 | 1501001343 | BELT, #AX-27, AX27 (COG TYPE) | 1501001343 - BELT, #AX-27, AX27 (COG TYPE) |  |  |  | 1 |  | 7.02 | 7.02 | April | 2027
EF S-1 T1 RF B | 001 | 000000065286 | 2027-04-13 | 1501001300 | BELT, #4L330 | 1501001300 - BELT, #4L330 |  |  |  | 1 |  | 5.44 | 5.44 | April | 2027
EF S-1 T1 RF B | 001 | 000000065287 | 2027-04-13 | 1501001297 | BELT, #4L260 | 1501001297 - BELT, #4L260 |  |  |  | 1 |  | 2.037 | 2.037 | April | 2027
EF S-1 T1 RF B | 001 | 000000065288 | 2027-04-13 | 1501001293 | BELT, #4L220 | 1501001293 - BELT, #4L220 |  |  |  | 1 |  | 1.8083 | 1.8083 | April | 2027
EF S-1 T1 RF B | 001 | 000000065290 | 2027-04-13 | 1501001392 | BELT, #BX-36, BX36 (COG TYPE) | 1501001392 - BELT, #BX-36, BX36 (COG TYPE) |  |  |  | 1 |  | 7.8 | 7.8 | April | 2027
EF S-1 T1 RF B | 001 | 000000065291 | 2027-04-13 | 1501001027 | BELT, #AX-23, AX23, (COG TYPE) | 1501001027 - BELT, #AX-23, AX23, (COG TYPE) |  |  |  | 1 |  | 0 | 0 | April | 2027
EF S-1 T1 RF B | 001 | 000000065292 | 2027-04-13 | 1501001374 | BELT, #AX-21, AX21, (COG TYPE) | 1501001374 - BELT, #AX-21, AX21, (COG TYPE) |  |  |  | 1 |  | 4.2258 | 4.2258 | April | 2027
EF S-1 T1 RF B | 001 | 000000065293 | 2027-04-13 | 1501001293 | BELT, #4L220 | 1501001293 - BELT, #4L220 |  |  |  | 1 |  | 1.8083 | 1.8083 | April | 2027
EF S-1 T1 RF B | 001 | 000000068012 | 2027-04-13 | 1501001354 | BELT, #AX-41, AX41 (COG TYPE) | 1501001354 - BELT, #AX-41, AX41 (COG TYPE) |  |  |  | 1 |  | 11.392 | 11.392 | April | 2027
EF S-1 T1 RF B | 001 | 000000068013 | 2027-04-13 | 1501001058 | BELT, #4L270 | 1501001058 - BELT, #4L270 |  |  |  | 1 |  | 0 | 0 | April | 2027
EF S-1 T1 RF B | 001 | 000000068018 | 2027-04-13 | 1501001057 | BELT, #4L430 | 1501001057 - BELT, #4L430 |  |  |  | 1 |  | 3.2997 | 3.2997 | April | 2027
EF S-1 T1 RF B | 001 | 000000068020 | 2027-04-13 | 1501001026 | BELT, #AX-24, AX24 (COG TYPE) | 1501001026 - BELT, #AX-24, AX24 (COG TYPE) |  |  |  | 1 |  | 0 | 0 | April | 2027
EF S-1 T1 RF B | 001 | 000000068021 | 2027-04-13 | 1501001374 | BELT, #AX-21, AX21, (COG TYPE) | 1501001374 - BELT, #AX-21, AX21, (COG TYPE) |  |  |  | 1 |  | 4.2258 | 4.2258 | April | 2027
EF S-1 T1 RF B | 001 | 000000068022 | 2027-04-13 | 1501001342 | BELT, #AX-26, AX26 (COG TYPE) | 1501001342 - BELT, #AX-26, AX26 (COG TYPE) |  |  |  | 1 |  | 5.4945 | 5.4945 | April | 2027
EF S-1 T1 RF B | 001 | 000000075005 | 2027-04-13 | 1501001292 | BELT, #4L210 | 1501001292 - BELT, #4L210 |  |  |  | 1 |  | 0 | 0 | April | 2027
EF S-1 T1 RF B | 001 | 000000083170 | 2027-04-13 | 1501001280 | BELT, #3L190 | 1501001280 - BELT, #3L190 |  |  |  | 1 |  | 6.095 | 6.095 | April | 2027
EF S-1 T1 RF B | 001 | 000000083171 | 2027-04-13 | 1501001279 | BELT, #3L180 | 1501001279 - BELT, #3L180 |  |  |  | 1 |  | 0 | 0 | April | 2027
EF S-1 T1 RF B | 001 | 000000083172 | 2027-04-13 | 1501001280 | BELT, #3L190 | 1501001280 - BELT, #3L190 |  |  |  | 1 |  | 6.095 | 6.095 | April | 2027
EF S-1 T1 RF B | 001 | 000000083173 | 2027-04-13 | 1501001280 | BELT, #3L190 | 1501001280 - BELT, #3L190 |  |  |  | 1 |  | 6.095 | 6.095 | April | 2027
PU Q-1 WUCF | 001 | 000006093799 | 2027-04-13 | 1501001149 | FILTER, 18 X 30 X 2, PLEATED MDL 40 HI-CAP MERV 10 , (18X30X2) | 1501001149 - FILTER, 18 X 30 X 2, PLEATED MDL 40 HI-CAP MERV 10 , (18X30X2) |  |  |  | 1 |  | 11.1902 | 11.1902 | April | 2027
PU Q-1 WUCF | 001 | 000006093800 | 2027-04-13 | 1501001149 | FILTER, 18 X 30 X 2, PLEATED MDL 40 HI-CAP MERV 10 , (18X30X2) | 1501001149 - FILTER, 18 X 30 X 2, PLEATED MDL 40 HI-CAP MERV 10 , (18X30X2) |  |  |  | 1 |  | 11.1902 | 11.1902 | April | 2027
AHU STN 9Q 0.5H | 001 | 003300000001 | 2027-04-13 00:10 | 1501001121 | FILTER, 20 X 20 X 2, PLEATED MDL 40 STANDARD MERV 10 (20X20X2) | 1501001121 - FILTER, 20 X 20 X 2, PLEATED MDL 40 STANDARD MERV 10 (20X20X2) |  |  |  | 1 |  | 0 | 0 | April | 2027
AHU STN 9Q 0.5H | 001 | 003300000001 | 2027-04-13 00:10 | 1501001094 | FILTER, 20 X 24 X 2, PLEATED MDL 40 HI-CAP MERV 10 (20X24X2, 24X20X2, 24 X 20 X 2)) | 1501001094 - FILTER, 20 X 24 X 2, PLEATED MDL 40 HI-CAP MERV 10 (20X24X2, 24X20X2, 24 X 20 X 2)) |  |  |  | 5 |  | 0 | 0 | April | 2027
B0130 T2 F3 Q | 001 | 013000000003 | 2027-04-13 00:19 | 1501001129 | FILTER, 22 X 22 X 1, PLEATED MDL 40 HI-CAP MERV 10 (22X22X1) | 1501001129 - FILTER, 22 X 22 X 1, PLEATED MDL 40 HI-CAP MERV 10 (22X22X1) |  |  |  | 21 |  | 6.6198 | 139.0158 | April | 2027
B0130 T2 F4 Q | 001 | 013000000004 | 2027-04-13 00:19 | 1501001129 | FILTER, 22 X 22 X 1, PLEATED MDL 40 HI-CAP MERV 10 (22X22X1) | 1501001129 - FILTER, 22 X 22 X 1, PLEATED MDL 40 HI-CAP MERV 10 (22X22X1) |  |  |  | 21 |  | 6.6198 | 139.0158 | April | 2027
AHU-Q-1-STRNZ8 | 001 | 010900000001 | 2027-04-14 | 1501001491 | FILTER, 20 X 34 X 1, PLEATED MDL 40 HI-CAP MERV 10 (20X34X1) | 1501001491 - FILTER, 20 X 34 X 1, PLEATED MDL 40 HI-CAP MERV 10 (20X34X1) |  |  |  | 4 |  | 9.6107 | 38.4428 | April | 2027
AHU-Q-1-STRNZ8 | 001 | 010900000002 | 2027-04-14 | 1501001143 | FILTER, 14 X 20 X 1, PLEATED MDL 40 HI-CAP MERV 10 (14X20X1) | 1501001143 - FILTER, 14 X 20 X 1, PLEATED MDL 40 HI-CAP MERV 10 (14X20X1) |  |  |  | 29 |  | 0 | 0 | April | 2027
AHU-Q-1-STRNZ8 | 001 | 010900000003 | 2027-04-14 | 1501001143 | FILTER, 14 X 20 X 1, PLEATED MDL 40 HI-CAP MERV 10 (14X20X1) | 1501001143 - FILTER, 14 X 20 X 1, PLEATED MDL 40 HI-CAP MERV 10 (14X20X1) |  |  |  | 29 |  | 0 | 0 | April | 2027
AHU-Q-1-STRNZ8 | 001 | 011000000001 | 2027-04-14 | 1501001481 | FILTER, 15 X 30 X 2, PLEATED MDL 40 HI-CAP MERV 10 (15X30X2) | 1501001481 - FILTER, 15 X 30 X 2, PLEATED MDL 40 HI-CAP MERV 10 (15X30X2) |  |  |  | 4 |  | 0 | 0 | April | 2027
AHU-Q-1-STRNZ8 | 001 | 010900000001 | 2027-04-14 | 1501001103 | FILTER, 17.25 X 34 X 2, PLEATED MDL 40 HI-CAP MERV 10 (17 1/4 X 34 X 2, 17 1/4X34X2) | 1501001103 - FILTER, 17.25 X 34 X 2, PLEATED MDL 40 HI-CAP MERV 10 (17 1/4 X 34 X 2, 17 1/4X34X2) |  |  |  | 4 |  | 0 | 0 | April | 2027
AHU-Q-1-STRNZ8 | 001 | 010900000002 | 2027-04-14 | 1501001113 | FILTER, 18 X 20 X 1 PLEATED MDL 40 HI-CAP MERV 10 (18X20X1) | 1501001113 - FILTER, 18 X 20 X 1 PLEATED MDL 40 HI-CAP MERV 10 (18X20X1) |  |  |  | 4 |  | 4.4699 | 17.8796 | April | 2027
AHU-Q-1-STRNZ8 | 001 | 010900000003 | 2027-04-14 | 1501001113 | FILTER, 18 X 20 X 1 PLEATED MDL 40 HI-CAP MERV 10 (18X20X1) | 1501001113 - FILTER, 18 X 20 X 1 PLEATED MDL 40 HI-CAP MERV 10 (18X20X1) |  |  |  | 4 |  | 4.4699 | 17.8796 | April | 2027
AHU-Q-1-STRNZ8 | 001 | 011000000001 | 2027-04-14 | 1501001143 | FILTER, 14 X 20 X 1, PLEATED MDL 40 HI-CAP MERV 10 (14X20X1) | 1501001143 - FILTER, 14 X 20 X 1, PLEATED MDL 40 HI-CAP MERV 10 (14X20X1) |  |  |  | 28 |  | 0 | 0 | April | 2027
AHU-Q-1-STRNZ8 | 001 | 010900000001 | 2027-04-14 | 1501001113 | FILTER, 18 X 20 X 1 PLEATED MDL 40 HI-CAP MERV 10 (18X20X1) | 1501001113 - FILTER, 18 X 20 X 1 PLEATED MDL 40 HI-CAP MERV 10 (18X20X1) |  |  |  | 3 |  | 4.4699 | 13.4097 | April | 2027
AHU-Q-1-STRNZ8 | 001 | 011000000001 | 2027-04-14 | 1501001103 | FILTER, 17.25 X 34 X 2, PLEATED MDL 40 HI-CAP MERV 10 (17 1/4 X 34 X 2, 17 1/4X34X2) | 1501001103 - FILTER, 17.25 X 34 X 2, PLEATED MDL 40 HI-CAP MERV 10 (17 1/4 X 34 X 2, 17 1/4X34X2) |  |  |  | 4 |  | 0 | 0 | April | 2027
AHU-Q-1-STRNZ8 | 001 | 010900000001 | 2027-04-14 | 1501001143 | FILTER, 14 X 20 X 1, PLEATED MDL 40 HI-CAP MERV 10 (14X20X1) | 1501001143 - FILTER, 14 X 20 X 1, PLEATED MDL 40 HI-CAP MERV 10 (14X20X1) |  |  |  | 20 |  | 0 | 0 | April | 2027
AHU-Q-1-STRNZ8 | 001 | 011000000001 | 2027-04-14 | 1501001113 | FILTER, 18 X 20 X 1 PLEATED MDL 40 HI-CAP MERV 10 (18X20X1) | 1501001113 - FILTER, 18 X 20 X 1 PLEATED MDL 40 HI-CAP MERV 10 (18X20X1) |  |  |  | 2 |  | 4.4699 | 8.9398 | April | 2027
AHU-Q-1-STRNZ8 | 001 | 010900000001 | 2027-04-14 | 1501001133 | FILTER, 20 X 20 X 1, PLEATED MDL 40 STANDARD MERV 10 (20X20X1) | 1501001133 - FILTER, 20 X 20 X 1, PLEATED MDL 40 STANDARD MERV 10 (20X20X1) |  |  |  | 1 |  | 0 | 0 | April | 2027
AHU-Q-1-STRNZ8 | 001 | 011000000001 | 2027-04-14 | 1501001550 | FILTER, 18 X 25 X 1, (18X25X1), PLEATED MDL 40 HI-CAP MERV 10 | 1501001550 - FILTER, 18 X 25 X 1, (18X25X1), PLEATED MDL 40 HI-CAP MERV 10 |  |  |  | 2 |  | 0 | 0 | April | 2027
AHU-Q-1-STRNZ8 | 001 | 010900000001 | 2027-04-14 | 1501001481 | FILTER, 15 X 30 X 2, PLEATED MDL 40 HI-CAP MERV 10 (15X30X2) | 1501001481 - FILTER, 15 X 30 X 2, PLEATED MDL 40 HI-CAP MERV 10 (15X30X2) |  |  |  | 4 |  | 0 | 0 | April | 2027
AHU-Q-1-STRNZ8 | 001 | 010900000001 | 2027-04-14 | 1501001550 | FILTER, 18 X 25 X 1, (18X25X1), PLEATED MDL 40 HI-CAP MERV 10 | 1501001550 - FILTER, 18 X 25 X 1, (18X25X1), PLEATED MDL 40 HI-CAP MERV 10 |  |  |  | 1 |  | 0 | 0 | April | 2027
B8152 FCU Q-1 | 001 | 000090009301 | 2027-04-14 | 1501001133 | FILTER, 20 X 20 X 1, PLEATED MDL 40 STANDARD MERV 10 (20X20X1) | 1501001133 - FILTER, 20 X 20 X 1, PLEATED MDL 40 STANDARD MERV 10 (20X20X1) |  |  |  | 1 |  | 0 | 0 | April | 2027
B0084 AHU-Q | 001 | 008400000001 | 2027-04-14 00:15 | 1501001102 | FILTER, 10 X 44 X 1, PLEATED MDL 40 HI-CAP MERV 10 (10X44X1, 44X10X1, 44 X 10 X 1) | 1501001102 - FILTER, 10 X 44 X 1, PLEATED MDL 40 HI-CAP MERV 10 (10X44X1, 44X10X1, 44 X 10 X 1) |  |  |  | 2 |  | 0 | 0 | April | 2027
B0084 AHU-Q | 001 | 008400000002 | 2027-04-14 00:15 | 1501001102 | FILTER, 10 X 44 X 1, PLEATED MDL 40 HI-CAP MERV 10 (10X44X1, 44X10X1, 44 X 10 X 1) | 1501001102 - FILTER, 10 X 44 X 1, PLEATED MDL 40 HI-CAP MERV 10 (10X44X1, 44X10X1, 44 X 10 X 1) |  |  |  | 3 |  | 0 | 0 | April | 2027
B0084 AHU-Q | 001 | 008400000001 | 2027-04-14 00:15 | 1501001101 | FILTER, 13-5/8 X 18-5/8 X 1, PLEATED MDL 40 HI-CAP MERV 10 (13 5/8 X 18 5/8 X 1, 13 5/8X18 5/8X1) | 1501001101 - FILTER, 13-5/8 X 18-5/8 X 1, PLEATED MDL 40 HI-CAP MERV 10 (13 5/8 X 18 5/8 X 1, 13 5/8X18 5/8X1) |  |  |  | 34 |  | 0 | 0 | April | 2027
B0084 AHU-Q | 001 | 008400000002 | 2027-04-14 00:15 | 1501001101 | FILTER, 13-5/8 X 18-5/8 X 1, PLEATED MDL 40 HI-CAP MERV 10 (13 5/8 X 18 5/8 X 1, 13 5/8X18 5/8X1) | 1501001101 - FILTER, 13-5/8 X 18-5/8 X 1, PLEATED MDL 40 HI-CAP MERV 10 (13 5/8 X 18 5/8 X 1, 13 5/8X18 5/8X1) |  |  |  | 34 |  | 0 | 0 | April | 2027
B0084 AHU-Q | 001 | 008400000003 | 2027-04-14 00:16 | 1501001102 | FILTER, 10 X 44 X 1, PLEATED MDL 40 HI-CAP MERV 10 (10X44X1, 44X10X1, 44 X 10 X 1) | 1501001102 - FILTER, 10 X 44 X 1, PLEATED MDL 40 HI-CAP MERV 10 (10X44X1, 44X10X1, 44 X 10 X 1) |  |  |  | 2 |  | 0 | 0 | April | 2027
B0084 AHU-Q | 001 | 008400000004 | 2027-04-14 00:16 | 1501001102 | FILTER, 10 X 44 X 1, PLEATED MDL 40 HI-CAP MERV 10 (10X44X1, 44X10X1, 44 X 10 X 1) | 1501001102 - FILTER, 10 X 44 X 1, PLEATED MDL 40 HI-CAP MERV 10 (10X44X1, 44X10X1, 44 X 10 X 1) |  |  |  | 2 |  | 0 | 0 | April | 2027
B0084 AHU-Q | 001 | 008400000003 | 2027-04-14 00:16 | 1501001101 | FILTER, 13-5/8 X 18-5/8 X 1, PLEATED MDL 40 HI-CAP MERV 10 (13 5/8 X 18 5/8 X 1, 13 5/8X18 5/8X1) | 1501001101 - FILTER, 13-5/8 X 18-5/8 X 1, PLEATED MDL 40 HI-CAP MERV 10 (13 5/8 X 18 5/8 X 1, 13 5/8X18 5/8X1) |  |  |  | 34 |  | 0 | 0 | April | 2027
B0084 AHU-Q | 001 | 008400000004 | 2027-04-14 00:16 | 1501001101 | FILTER, 13-5/8 X 18-5/8 X 1, PLEATED MDL 40 HI-CAP MERV 10 (13 5/8 X 18 5/8 X 1, 13 5/8X18 5/8X1) | 1501001101 - FILTER, 13-5/8 X 18-5/8 X 1, PLEATED MDL 40 HI-CAP MERV 10 (13 5/8 X 18 5/8 X 1, 13 5/8X18 5/8X1) |  |  |  | 34 |  | 0 | 0 | April | 2027
B0085 AHU-Q | 001 | 008500000001 | 2027-04-14 00:16 | 1501001102 | FILTER, 10 X 44 X 1, PLEATED MDL 40 HI-CAP MERV 10 (10X44X1, 44X10X1, 44 X 10 X 1) | 1501001102 - FILTER, 10 X 44 X 1, PLEATED MDL 40 HI-CAP MERV 10 (10X44X1, 44X10X1, 44 X 10 X 1) |  |  |  | 2 |  | 0 | 0 | April | 2027
B0085 AHU-Q | 001 | 008500000002 | 2027-04-14 00:16 | 1501001102 | FILTER, 10 X 44 X 1, PLEATED MDL 40 HI-CAP MERV 10 (10X44X1, 44X10X1, 44 X 10 X 1) | 1501001102 - FILTER, 10 X 44 X 1, PLEATED MDL 40 HI-CAP MERV 10 (10X44X1, 44X10X1, 44 X 10 X 1) |  |  |  | 2 |  | 0 | 0 | April | 2027
B0085 AHU-Q | 001 | 008500000001 | 2027-04-14 00:16 | 1501001101 | FILTER, 13-5/8 X 18-5/8 X 1, PLEATED MDL 40 HI-CAP MERV 10 (13 5/8 X 18 5/8 X 1, 13 5/8X18 5/8X1) | 1501001101 - FILTER, 13-5/8 X 18-5/8 X 1, PLEATED MDL 40 HI-CAP MERV 10 (13 5/8 X 18 5/8 X 1, 13 5/8X18 5/8X1) |  |  |  | 17 |  | 0 | 0 | April | 2027
B0085 AHU-Q | 001 | 008500000002 | 2027-04-14 00:16 | 1501001101 | FILTER, 13-5/8 X 18-5/8 X 1, PLEATED MDL 40 HI-CAP MERV 10 (13 5/8 X 18 5/8 X 1, 13 5/8X18 5/8X1) | 1501001101 - FILTER, 13-5/8 X 18-5/8 X 1, PLEATED MDL 40 HI-CAP MERV 10 (13 5/8 X 18 5/8 X 1, 13 5/8X18 5/8X1) |  |  |  | 17 |  | 0 | 0 | April | 2027
B0085 AHU-Q | 001 | 008500000002 | 2027-04-14 00:16 | 1501001143 | FILTER, 14 X 20 X 1, PLEATED MDL 40 HI-CAP MERV 10 (14X20X1) | 1501001143 - FILTER, 14 X 20 X 1, PLEATED MDL 40 HI-CAP MERV 10 (14X20X1) |  |  |  | 1 |  | 0 | 0 | April | 2027
B0085 AHU-Q | 001 | 008500000003 | 2027-04-14 00:16 | 1501001102 | FILTER, 10 X 44 X 1, PLEATED MDL 40 HI-CAP MERV 10 (10X44X1, 44X10X1, 44 X 10 X 1) | 1501001102 - FILTER, 10 X 44 X 1, PLEATED MDL 40 HI-CAP MERV 10 (10X44X1, 44X10X1, 44 X 10 X 1) |  |  |  | 2 |  | 0 | 0 | April | 2027
B0085 AHU-Q | 001 | 008500000004 | 2027-04-14 00:16 | 1501001102 | FILTER, 10 X 44 X 1, PLEATED MDL 40 HI-CAP MERV 10 (10X44X1, 44X10X1, 44 X 10 X 1) | 1501001102 - FILTER, 10 X 44 X 1, PLEATED MDL 40 HI-CAP MERV 10 (10X44X1, 44X10X1, 44 X 10 X 1) |  |  |  | 2 |  | 0 | 0 | April | 2027
B0085 AHU-Q | 001 | 008500000003 | 2027-04-14 00:16 | 1501001101 | FILTER, 13-5/8 X 18-5/8 X 1, PLEATED MDL 40 HI-CAP MERV 10 (13 5/8 X 18 5/8 X 1, 13 5/8X18 5/8X1) | 1501001101 - FILTER, 13-5/8 X 18-5/8 X 1, PLEATED MDL 40 HI-CAP MERV 10 (13 5/8 X 18 5/8 X 1, 13 5/8X18 5/8X1) |  |  |  | 17 |  | 0 | 0 | April | 2027
B0085 AHU-Q | 001 | 008500000004 | 2027-04-14 00:16 | 1501001101 | FILTER, 13-5/8 X 18-5/8 X 1, PLEATED MDL 40 HI-CAP MERV 10 (13 5/8 X 18 5/8 X 1, 13 5/8X18 5/8X1) | 1501001101 - FILTER, 13-5/8 X 18-5/8 X 1, PLEATED MDL 40 HI-CAP MERV 10 (13 5/8 X 18 5/8 X 1, 13 5/8X18 5/8X1) |  |  |  | 17 |  | 0 | 0 | April | 2027
B0085 AHU-Q | 001 | 008500000003 | 2027-04-14 00:16 | 1501001143 | FILTER, 14 X 20 X 1, PLEATED MDL 40 HI-CAP MERV 10 (14X20X1) | 1501001143 - FILTER, 14 X 20 X 1, PLEATED MDL 40 HI-CAP MERV 10 (14X20X1) |  |  |  | 1 |  | 0 | 0 | April | 2027
B0085 AHU-Q | 001 | 008500000004 | 2027-04-14 00:16 | 1501001143 | FILTER, 14 X 20 X 1, PLEATED MDL 40 HI-CAP MERV 10 (14X20X1) | 1501001143 - FILTER, 14 X 20 X 1, PLEATED MDL 40 HI-CAP MERV 10 (14X20X1) |  |  |  | 1 |  | 0 | 0 | April | 2027
B0086 AHU-Q | 001 | 008600000001 | 2027-04-14 00:16 | 1501001102 | FILTER, 10 X 44 X 1, PLEATED MDL 40 HI-CAP MERV 10 (10X44X1, 44X10X1, 44 X 10 X 1) | 1501001102 - FILTER, 10 X 44 X 1, PLEATED MDL 40 HI-CAP MERV 10 (10X44X1, 44X10X1, 44 X 10 X 1) |  |  |  | 2 |  | 0 | 0 | April | 2027
B0086 AHU-Q | 001 | 008600000002 | 2027-04-14 00:16 | 1501001102 | FILTER, 10 X 44 X 1, PLEATED MDL 40 HI-CAP MERV 10 (10X44X1, 44X10X1, 44 X 10 X 1) | 1501001102 - FILTER, 10 X 44 X 1, PLEATED MDL 40 HI-CAP MERV 10 (10X44X1, 44X10X1, 44 X 10 X 1) |  |  |  | 2 |  | 0 | 0 | April | 2027
B0086 AHU-Q | 001 | 008600000003 | 2027-04-14 00:16 | 1501001102 | FILTER, 10 X 44 X 1, PLEATED MDL 40 HI-CAP MERV 10 (10X44X1, 44X10X1, 44 X 10 X 1) | 1501001102 - FILTER, 10 X 44 X 1, PLEATED MDL 40 HI-CAP MERV 10 (10X44X1, 44X10X1, 44 X 10 X 1) |  |  |  | 2 |  | 0 | 0 | April | 2027
B0086 AHU-Q | 001 | 008600000004 | 2027-04-14 00:16 | 1501001102 | FILTER, 10 X 44 X 1, PLEATED MDL 40 HI-CAP MERV 10 (10X44X1, 44X10X1, 44 X 10 X 1) | 1501001102 - FILTER, 10 X 44 X 1, PLEATED MDL 40 HI-CAP MERV 10 (10X44X1, 44X10X1, 44 X 10 X 1) |  |  |  | 2 |  | 0 | 0 | April | 2027
B0086 AHU-Q | 001 | 008600000001 | 2027-04-14 00:16 | 1501001101 | FILTER, 13-5/8 X 18-5/8 X 1, PLEATED MDL 40 HI-CAP MERV 10 (13 5/8 X 18 5/8 X 1, 13 5/8X18 5/8X1) | 1501001101 - FILTER, 13-5/8 X 18-5/8 X 1, PLEATED MDL 40 HI-CAP MERV 10 (13 5/8 X 18 5/8 X 1, 13 5/8X18 5/8X1) |  |  |  | 34 |  | 0 | 0 | April | 2027
B0086 AHU-Q | 001 | 008600000002 | 2027-04-14 00:16 | 1501001101 | FILTER, 13-5/8 X 18-5/8 X 1, PLEATED MDL 40 HI-CAP MERV 10 (13 5/8 X 18 5/8 X 1, 13 5/8X18 5/8X1) | 1501001101 - FILTER, 13-5/8 X 18-5/8 X 1, PLEATED MDL 40 HI-CAP MERV 10 (13 5/8 X 18 5/8 X 1, 13 5/8X18 5/8X1) |  |  |  | 34 |  | 0 | 0 | April | 2027
B0086 AHU-Q | 001 | 008600000003 | 2027-04-14 00:16 | 1501001101 | FILTER, 13-5/8 X 18-5/8 X 1, PLEATED MDL 40 HI-CAP MERV 10 (13 5/8 X 18 5/8 X 1, 13 5/8X18 5/8X1) | 1501001101 - FILTER, 13-5/8 X 18-5/8 X 1, PLEATED MDL 40 HI-CAP MERV 10 (13 5/8 X 18 5/8 X 1, 13 5/8X18 5/8X1) |  |  |  | 34 |  | 0 | 0 | April | 2027
B0086 AHU-Q | 001 | 008600000004 | 2027-04-14 00:16 | 1501001101 | FILTER, 13-5/8 X 18-5/8 X 1, PLEATED MDL 40 HI-CAP MERV 10 (13 5/8 X 18 5/8 X 1, 13 5/8X18 5/8X1) | 1501001101 - FILTER, 13-5/8 X 18-5/8 X 1, PLEATED MDL 40 HI-CAP MERV 10 (13 5/8 X 18 5/8 X 1, 13 5/8X18 5/8X1) |  |  |  | 34 |  | 0 | 0 | April | 2027
AHU MT8 1HR | 001 | 011400000002 | 2027-04-15 | 1501001112 | FILTER, 18 X 24 X 1, PLEATED MDL 40 HI-CAP MERV 10 (18X24X1, 24X18X1, 24 X 18 X 1) | 1501001112 - FILTER, 18 X 24 X 1, PLEATED MDL 40 HI-CAP MERV 10 (18X24X1, 24X18X1, 24 X 18 X 1) |  |  |  | 2 |  | 0 | 0 | April | 2027
AHU MT8 1HR | 001 | 011200000001 | 2027-04-15 | 1501001112 | FILTER, 18 X 24 X 1, PLEATED MDL 40 HI-CAP MERV 10 (18X24X1, 24X18X1, 24 X 18 X 1) | 1501001112 - FILTER, 18 X 24 X 1, PLEATED MDL 40 HI-CAP MERV 10 (18X24X1, 24X18X1, 24 X 18 X 1) |  |  |  | 2 |  | 0 | 0 | April | 2027
AHU MT8 1HR | 001 | 011200000002 | 2027-04-15 | 1501001112 | FILTER, 18 X 24 X 1, PLEATED MDL 40 HI-CAP MERV 10 (18X24X1, 24X18X1, 24 X 18 X 1) | 1501001112 - FILTER, 18 X 24 X 1, PLEATED MDL 40 HI-CAP MERV 10 (18X24X1, 24X18X1, 24 X 18 X 1) |  |  |  | 2 |  | 0 | 0 | April | 2027
AHU MT8 1HR | 001 | 011400000001 | 2027-04-15 | 1501001112 | FILTER, 18 X 24 X 1, PLEATED MDL 40 HI-CAP MERV 10 (18X24X1, 24X18X1, 24 X 18 X 1) | 1501001112 - FILTER, 18 X 24 X 1, PLEATED MDL 40 HI-CAP MERV 10 (18X24X1, 24X18X1, 24 X 18 X 1) |  |  |  | 2 |  | 0 | 0 | April | 2027
AHU-Q-1-HSNGZ9 | 001 | 041100000001 | 2027-04-15 00:10 | 1501001617 | FILTER, 20 X 24 X 1, PLEATED MDL 40 HI-CAP MERV 10 (20X24X1) | 1501001617 - FILTER, 20 X 24 X 1, PLEATED MDL 40 HI-CAP MERV 10 (20X24X1) |  |  |  | 2 |  | 7.5693 | 15.1386 | April | 2027
AHU-Q-1-HSNGZ9 | 001 | 041100000002 | 2027-04-15 00:10 | 1501001122 | FILTER, 16 X 25 X 2, PLEATED MDL 40 HI-CAP MERV 10 (16X25X2) | 1501001122 - FILTER, 16 X 25 X 2, PLEATED MDL 40 HI-CAP MERV 10 (16X25X2) |  |  |  | 13 |  | 0 | 0 | April | 2027
AHU-Q-1-HSNGZ9 | 001 | 041500000001 | 2027-04-15 00:10 | 1501001121 | FILTER, 20 X 20 X 2, PLEATED MDL 40 STANDARD MERV 10 (20X20X2) | 1501001121 - FILTER, 20 X 20 X 2, PLEATED MDL 40 STANDARD MERV 10 (20X20X2) |  |  |  | 2 |  | 0 | 0 | April | 2027
AHU-Q-1-HSNGZ9 | 001 | 041600000001 | 2027-04-15 00:10 | 1501001121 | FILTER, 20 X 20 X 2, PLEATED MDL 40 STANDARD MERV 10 (20X20X2) | 1501001121 - FILTER, 20 X 20 X 2, PLEATED MDL 40 STANDARD MERV 10 (20X20X2) |  |  |  | 2 |  | 0 | 0 | April | 2027
AHU-Q-1-HSNGZ9 | 001 | 041100000001 | 2027-04-15 00:10 | 1501001133 | FILTER, 20 X 20 X 1, PLEATED MDL 40 STANDARD MERV 10 (20X20X1) | 1501001133 - FILTER, 20 X 20 X 1, PLEATED MDL 40 STANDARD MERV 10 (20X20X1) |  |  |  | 1 |  | 0 | 0 | April | 2027
AHU-Q-1-HSNGZ9 | 001 | 041500000001 | 2027-04-15 00:10 | 1501001176 | FILTER, MERV 13, 20 X 20 X 4, PLEATED MDL 40 HI-CAP (20X20X4) | 1501001176 - FILTER, MERV 13, 20 X 20 X 4, PLEATED MDL 40 HI-CAP (20X20X4) |  |  |  | 2 |  | 20.58 | 41.16 | April | 2027
AHU-Q-1-HSNGZ9 | 001 | 041600000001 | 2027-04-15 00:10 | 1501001176 | FILTER, MERV 13, 20 X 20 X 4, PLEATED MDL 40 HI-CAP (20X20X4) | 1501001176 - FILTER, MERV 13, 20 X 20 X 4, PLEATED MDL 40 HI-CAP (20X20X4) |  |  |  | 2 |  | 20.58 | 41.16 | April | 2027
AHU-Q-1-HSNGZ9 | 001 | 041100000001 | 2027-04-15 00:10 | 1501001122 | FILTER, 16 X 25 X 2, PLEATED MDL 40 HI-CAP MERV 10 (16X25X2) | 1501001122 - FILTER, 16 X 25 X 2, PLEATED MDL 40 HI-CAP MERV 10 (16X25X2) |  |  |  | 6 |  | 0 | 0 | April | 2027
AHU-Q-1-HSNGZ9 | 001 | 041500000001 | 2027-04-15 00:10 | 1501001910 | FILTER, 20 X 25 X 2, PLEATED MDL 40 HI-CAP MERV 10 (20X25X2) | 1501001910 - FILTER, 20 X 25 X 2, PLEATED MDL 40 HI-CAP MERV 10 (20X25X2) |  |  |  | 2 |  | 0 | 0 | April | 2027
AHU-Q-1-HSNGZ9 | 001 | 041600000001 | 2027-04-15 00:10 | 1501001910 | FILTER, 20 X 25 X 2, PLEATED MDL 40 HI-CAP MERV 10 (20X25X2) | 1501001910 - FILTER, 20 X 25 X 2, PLEATED MDL 40 HI-CAP MERV 10 (20X25X2) |  |  |  | 2 |  | 0 | 0 | April | 2027
AHU-Q-1-HSNGZ9 | 001 | 041500000001 | 2027-04-15 00:10 | 1501001179 | FILTER, MERV 13, 20 X 25 X 4, PLEATED MDL 40 HI-CAP (20X25X4) | 1501001179 - FILTER, MERV 13, 20 X 25 X 4, PLEATED MDL 40 HI-CAP (20X25X4) |  |  |  | 2 |  | 0 | 0 | April | 2027
AHU-Q-1-HSNGZ9 | 001 | 041600000001 | 2027-04-15 00:10 | 1501001179 | FILTER, MERV 13, 20 X 25 X 4, PLEATED MDL 40 HI-CAP (20X25X4) | 1501001179 - FILTER, MERV 13, 20 X 25 X 4, PLEATED MDL 40 HI-CAP (20X25X4) |  |  |  | 2 |  | 0 | 0 | April | 2027
AHU-Q-1-HSNGZ9 | 001 | 041500000001 | 2027-04-15 00:10 | 1501001177 | FILTER, MERV 13, 20 X 24 X 4, PLEATED MDL 40 HI-CAP (20X24X4) | 1501001177 - FILTER, MERV 13, 20 X 24 X 4, PLEATED MDL 40 HI-CAP (20X24X4) |  |  |  | 4 |  | 21.1864 | 84.7456 | April | 2027
AHU-Q-1-HSNGZ9 | 001 | 041600000001 | 2027-04-15 00:10 | 1501001177 | FILTER, MERV 13, 20 X 24 X 4, PLEATED MDL 40 HI-CAP (20X24X4) | 1501001177 - FILTER, MERV 13, 20 X 24 X 4, PLEATED MDL 40 HI-CAP (20X24X4) |  |  |  | 4 |  | 21.1864 | 84.7456 | April | 2027
AHU-Q-1-HSNGZ9 | 001 | 041500000001 | 2027-04-15 00:10 | 1501001094 | FILTER, 20 X 24 X 2, PLEATED MDL 40 HI-CAP MERV 10 (20X24X2, 24X20X2, 24 X 20 X 2)) | 1501001094 - FILTER, 20 X 24 X 2, PLEATED MDL 40 HI-CAP MERV 10 (20X24X2, 24X20X2, 24 X 20 X 2)) |  |  |  | 4 |  | 0 | 0 | April | 2027
AHU-Q-1-HSNGZ9 | 001 | 041600000001 | 2027-04-15 00:10 | 1501001094 | FILTER, 20 X 24 X 2, PLEATED MDL 40 HI-CAP MERV 10 (20X24X2, 24X20X2, 24 X 20 X 2)) | 1501001094 - FILTER, 20 X 24 X 2, PLEATED MDL 40 HI-CAP MERV 10 (20X24X2, 24X20X2, 24 X 20 X 2)) |  |  |  | 4 |  | 0 | 0 | April | 2027
AHU-Q-1-HSNGZ9 | 001 | 041600000002 | 2027-04-15 00:10 | 1501001910 | FILTER, 20 X 25 X 2, PLEATED MDL 40 HI-CAP MERV 10 (20X25X2) | 1501001910 - FILTER, 20 X 25 X 2, PLEATED MDL 40 HI-CAP MERV 10 (20X25X2) |  |  |  | 2 |  | 0 | 0 | April | 2027
AHU-Q-1-HSNGZ9 | 001 | 041700000001 | 2027-04-15 00:10 | 1501001121 | FILTER, 20 X 20 X 2, PLEATED MDL 40 STANDARD MERV 10 (20X20X2) | 1501001121 - FILTER, 20 X 20 X 2, PLEATED MDL 40 STANDARD MERV 10 (20X20X2) |  |  |  | 2 |  | 0 | 0 | April | 2027
AHU-Q-1-HSNGZ9 | 001 | 041700000002 | 2027-04-15 00:10 | 1501001910 | FILTER, 20 X 25 X 2, PLEATED MDL 40 HI-CAP MERV 10 (20X25X2) | 1501001910 - FILTER, 20 X 25 X 2, PLEATED MDL 40 HI-CAP MERV 10 (20X25X2) |  |  |  | 2 |  | 0 | 0 | April | 2027
AHU-Q-1-HSNGZ9 | 001 | 041600000002 | 2027-04-15 00:10 | 1501001179 | FILTER, MERV 13, 20 X 25 X 4, PLEATED MDL 40 HI-CAP (20X25X4) | 1501001179 - FILTER, MERV 13, 20 X 25 X 4, PLEATED MDL 40 HI-CAP (20X25X4) |  |  |  | 2 |  | 0 | 0 | April | 2027
AHU-Q-1-HSNGZ9 | 001 | 041700000001 | 2027-04-15 00:10 | 1501001176 | FILTER, MERV 13, 20 X 20 X 4, PLEATED MDL 40 HI-CAP (20X20X4) | 1501001176 - FILTER, MERV 13, 20 X 20 X 4, PLEATED MDL 40 HI-CAP (20X20X4) |  |  |  | 2 |  | 20.58 | 41.16 | April | 2027
AHU-Q-1-HSNGZ9 | 001 | 041700000002 | 2027-04-15 00:10 | 1501001179 | FILTER, MERV 13, 20 X 25 X 4, PLEATED MDL 40 HI-CAP (20X25X4) | 1501001179 - FILTER, MERV 13, 20 X 25 X 4, PLEATED MDL 40 HI-CAP (20X25X4) |  |  |  | 2 |  | 0 | 0 | April | 2027
AHU-Q-1-HSNGZ9 | 001 | 041600000002 | 2027-04-15 00:10 | 1501001175 | FILTER, MERV 13, 16 X 25 X 4, PLEATED MDL 40 HI-CAP (16X25X4) | 1501001175 - FILTER, MERV 13, 16 X 25 X 4, PLEATED MDL 40 HI-CAP (16X25X4) |  |  |  | 1 |  | 0 | 0 | April | 2027
AHU-Q-1-HSNGZ9 | 001 | 041700000001 | 2027-04-15 00:10 | 1501001094 | FILTER, 20 X 24 X 2, PLEATED MDL 40 HI-CAP MERV 10 (20X24X2, 24X20X2, 24 X 20 X 2)) | 1501001094 - FILTER, 20 X 24 X 2, PLEATED MDL 40 HI-CAP MERV 10 (20X24X2, 24X20X2, 24 X 20 X 2)) |  |  |  | 4 |  | 0 | 0 | April | 2027
AHU-Q-1-HSNGZ9 | 001 | 041700000002 | 2027-04-15 00:10 | 1501001122 | FILTER, 16 X 25 X 2, PLEATED MDL 40 HI-CAP MERV 10 (16X25X2) | 1501001122 - FILTER, 16 X 25 X 2, PLEATED MDL 40 HI-CAP MERV 10 (16X25X2) |  |  |  | 1 |  | 0 | 0 | April | 2027
AHU-Q-1-HSNGZ9 | 001 | 041600000002 | 2027-04-15 00:10 | 1501001122 | FILTER, 16 X 25 X 2, PLEATED MDL 40 HI-CAP MERV 10 (16X25X2) | 1501001122 - FILTER, 16 X 25 X 2, PLEATED MDL 40 HI-CAP MERV 10 (16X25X2) |  |  |  | 1 |  | 0 | 0 | April | 2027
AHU-Q-1-HSNGZ9 | 001 | 041700000001 | 2027-04-15 00:10 | 1501001177 | FILTER, MERV 13, 20 X 24 X 4, PLEATED MDL 40 HI-CAP (20X24X4) | 1501001177 - FILTER, MERV 13, 20 X 24 X 4, PLEATED MDL 40 HI-CAP (20X24X4) |  |  |  | 4 |  | 21.1864 | 84.7456 | April | 2027
AHU-Q-1-HSNGZ9 | 001 | 041700000002 | 2027-04-15 00:10 | 1501001175 | FILTER, MERV 13, 16 X 25 X 4, PLEATED MDL 40 HI-CAP (16X25X4) | 1501001175 - FILTER, MERV 13, 16 X 25 X 4, PLEATED MDL 40 HI-CAP (16X25X4) |  |  |  | 1 |  | 0 | 0 | April | 2027
AHU-Q-1-HSNGZ9 | 001 | 041700000001 | 2027-04-15 00:10 | 1501001910 | FILTER, 20 X 25 X 2, PLEATED MDL 40 HI-CAP MERV 10 (20X25X2) | 1501001910 - FILTER, 20 X 25 X 2, PLEATED MDL 40 HI-CAP MERV 10 (20X25X2) |  |  |  | 2 |  | 0 | 0 | April | 2027
AHU-Q-1-HSNGZ9 | 001 | 041700000001 | 2027-04-15 00:10 | 1501001179 | FILTER, MERV 13, 20 X 25 X 4, PLEATED MDL 40 HI-CAP (20X25X4) | 1501001179 - FILTER, MERV 13, 20 X 25 X 4, PLEATED MDL 40 HI-CAP (20X25X4) |  |  |  | 2 |  | 0 | 0 | April | 2027
B0132 T3 F7 Q | 001 | 013200000007 | 2027-04-15 00:19 | 1501001129 | FILTER, 22 X 22 X 1, PLEATED MDL 40 HI-CAP MERV 10 (22X22X1) | 1501001129 - FILTER, 22 X 22 X 1, PLEATED MDL 40 HI-CAP MERV 10 (22X22X1) |  |  |  | 17 |  | 6.6198 | 112.5366 | April | 2027
B0132 T3 F7 Q | 001 | 013200000007 | 2027-04-15 00:19 | 1501001133 | FILTER, 20 X 20 X 1, PLEATED MDL 40 STANDARD MERV 10 (20X20X1) | 1501001133 - FILTER, 20 X 20 X 1, PLEATED MDL 40 STANDARD MERV 10 (20X20X1) |  |  |  | 2 |  | 0 | 0 | April | 2027
FTU Q-1 TECHII | 001 | 000000020001 | 2027-04-15 00:27 | 1501001143 | FILTER, 14 X 20 X 1, PLEATED MDL 40 HI-CAP MERV 10 (14X20X1) | 1501001143 - FILTER, 14 X 20 X 1, PLEATED MDL 40 HI-CAP MERV 10 (14X20X1) |  |  |  | 1 |  | 0 | 0 | April | 2027
FTU Q-1 TECHII | 001 | 000000020002 | 2027-04-15 00:27 | 1501001139 | FILTER, 16 X 20 X 1, PLEATED MDL 40 HI-CAP MERV 10 (16X20X1) (ACTUAL SIZE: 15-1/2"X19-1/2"X3/4") | 1501001139 - FILTER, 16 X 20 X 1, PLEATED MDL 40 HI-CAP MERV 10 (16X20X1) (ACTUAL SIZE: 15-1/2"X19-1/2"X3/4") |  |  |  | 1 |  | 0 | 0 | April | 2027
FTU Q-1 TECHII | 001 | 000000020003 | 2027-04-15 00:27 | 1501001139 | FILTER, 16 X 20 X 1, PLEATED MDL 40 HI-CAP MERV 10 (16X20X1) (ACTUAL SIZE: 15-1/2"X19-1/2"X3/4") | 1501001139 - FILTER, 16 X 20 X 1, PLEATED MDL 40 HI-CAP MERV 10 (16X20X1) (ACTUAL SIZE: 15-1/2"X19-1/2"X3/4") |  |  |  | 1 |  | 0 | 0 | April | 2027
FTU Q-1 TECHII | 001 | 000000020004 | 2027-04-15 00:27 | 1501001139 | FILTER, 16 X 20 X 1, PLEATED MDL 40 HI-CAP MERV 10 (16X20X1) (ACTUAL SIZE: 15-1/2"X19-1/2"X3/4") | 1501001139 - FILTER, 16 X 20 X 1, PLEATED MDL 40 HI-CAP MERV 10 (16X20X1) (ACTUAL SIZE: 15-1/2"X19-1/2"X3/4") |  |  |  | 1 |  | 0 | 0 | April | 2027
FTU Q-1 TECHII | 001 | 000000020005 | 2027-04-15 00:27 | 1501001139 | FILTER, 16 X 20 X 1, PLEATED MDL 40 HI-CAP MERV 10 (16X20X1) (ACTUAL SIZE: 15-1/2"X19-1/2"X3/4") | 1501001139 - FILTER, 16 X 20 X 1, PLEATED MDL 40 HI-CAP MERV 10 (16X20X1) (ACTUAL SIZE: 15-1/2"X19-1/2"X3/4") |  |  |  | 1 |  | 0 | 0 | April | 2027
FTU Q-1 TECHII | 001 | 000000020018 | 2027-04-15 00:27 | 1501001143 | FILTER, 14 X 20 X 1, PLEATED MDL 40 HI-CAP MERV 10 (14X20X1) | 1501001143 - FILTER, 14 X 20 X 1, PLEATED MDL 40 HI-CAP MERV 10 (14X20X1) |  |  |  | 1 |  | 0 | 0 | April | 2027
FTU Q-1 TECHII | 001 | 000000020019 | 2027-04-15 00:27 | 1501001139 | FILTER, 16 X 20 X 1, PLEATED MDL 40 HI-CAP MERV 10 (16X20X1) (ACTUAL SIZE: 15-1/2"X19-1/2"X3/4") | 1501001139 - FILTER, 16 X 20 X 1, PLEATED MDL 40 HI-CAP MERV 10 (16X20X1) (ACTUAL SIZE: 15-1/2"X19-1/2"X3/4") |  |  |  | 1 |  | 0 | 0 | April | 2027
FTU Q-1 TECHII | 001 | 000000020022 | 2027-04-15 00:27 | 1501001139 | FILTER, 16 X 20 X 1, PLEATED MDL 40 HI-CAP MERV 10 (16X20X1) (ACTUAL SIZE: 15-1/2"X19-1/2"X3/4") | 1501001139 - FILTER, 16 X 20 X 1, PLEATED MDL 40 HI-CAP MERV 10 (16X20X1) (ACTUAL SIZE: 15-1/2"X19-1/2"X3/4") |  |  |  | 1 |  | 0 | 0 | April | 2027
AHU-GREEK-Q | 001 | 040900000001 | 2027-04-16 00:10 | 1501001928 | FILTER, 20 X 22 X 1, PLEATED MDL 40 HI-CAP MERV 10 (20X22X1) | 1501001928 - FILTER, 20 X 22 X 1, PLEATED MDL 40 HI-CAP MERV 10 (20X22X1) |  |  |  | 4 |  | 1 | 4 | April | 2027
AHU-GREEK-Q | 001 | 040900000001 | 2027-04-16 00:10 | 1501001122 | FILTER, 16 X 25 X 2, PLEATED MDL 40 HI-CAP MERV 10 (16X25X2) | 1501001122 - FILTER, 16 X 25 X 2, PLEATED MDL 40 HI-CAP MERV 10 (16X25X2) |  |  |  | 7 |  | 0 | 0 | April | 2027
EF S-1 T1 RF B | 001 | 000090002360 | 2027-04-19 | 1501001027 | BELT, #AX-23, AX23, (COG TYPE) | 1501001027 - BELT, #AX-23, AX23, (COG TYPE) |  |  |  | 1 |  | 0 | 0 | April | 2027
EF S-1 T3 B | 001 | 000000038053 | 2027-04-19 | 1501001412 | BELT, #BX-58, BX58 (COG TYPE) | 1501001412 - BELT, #BX-58, BX58 (COG TYPE) |  |  |  | 2 |  | 0 | 0 | April | 2027
EF S-1 T3 B | 001 | 000000038054 | 2027-04-19 | 1501001384 | BELT, #AX-50, AX50 (COG TYPE) | 1501001384 - BELT, #AX-50, AX50 (COG TYPE) |  |  |  | 2 |  | 6.3734 | 12.7468 | April | 2027
EF S-1 T3 B | 001 | 000000038055 | 2027-04-19 | 1501001380 | BELT, #AX-42, AX42 (COG TYPE) | 1501001380 - BELT, #AX-42, AX42 (COG TYPE) |  |  |  | 2 |  | 0 | 0 | April | 2027
EF S-1 T3 B | 001 | 000000038056 | 2027-04-19 | 1501001380 | BELT, #AX-42, AX42 (COG TYPE) | 1501001380 - BELT, #AX-42, AX42 (COG TYPE) |  |  |  | 2 |  | 0 | 0 | April | 2027
EF S-1 T3 B | 001 | 000000038057 | 2027-04-19 | 1501001381 | BELT, #AX-44, AX44 (COG TYPE) | 1501001381 - BELT, #AX-44, AX44 (COG TYPE) |  |  |  | 2 |  | 10.084 | 20.168 | April | 2027
EF S-1 T3 B | 001 | 000000038058 | 2027-04-19 | 1501001355 | BELT, #AX-43, AX43 (COG TYPE) | 1501001355 - BELT, #AX-43, AX43 (COG TYPE) |  |  |  | 2 |  | 7.0159 | 14.0318 | April | 2027
EF S-1 T3 B | 001 | 000000038059 | 2027-04-19 | 1501001355 | BELT, #AX-43, AX43 (COG TYPE) | 1501001355 - BELT, #AX-43, AX43 (COG TYPE) |  |  |  | 2 |  | 7.0159 | 14.0318 | April | 2027
EF S-1 T3 B | 001 | 000000038060 | 2027-04-19 | 1501001003 | BELT, #AX-47, AX47 (COG TYPE) | 1501001003 - BELT, #AX-47, AX47 (COG TYPE) |  |  |  | 2 |  | 0 | 0 | April | 2027
EF S-1 T3 B | 001 | 000000038061 | 2027-04-19 | 1501001355 | BELT, #AX-43, AX43 (COG TYPE) | 1501001355 - BELT, #AX-43, AX43 (COG TYPE) |  |  |  | 2 |  | 7.0159 | 14.0318 | April | 2027
EF S-1 T3 B | 001 | 000000038062 | 2027-04-19 | 1501001355 | BELT, #AX-43, AX43 (COG TYPE) | 1501001355 - BELT, #AX-43, AX43 (COG TYPE) |  |  |  | 2 |  | 7.0159 | 14.0318 | April | 2027
EF S-1 T3 B | 001 | 000000038063 | 2027-04-19 | 1501001382 | BELT, #AX-46, AX46 (COG TYPE) | 1501001382 - BELT, #AX-46, AX46 (COG TYPE) |  |  |  | 2 |  | 6.7166 | 13.4332 | April | 2027
B0132 T3 F1 Q | 001 | 013200000001 | 2027-04-19 00:19 | 1501001129 | FILTER, 22 X 22 X 1, PLEATED MDL 40 HI-CAP MERV 10 (22X22X1) | 1501001129 - FILTER, 22 X 22 X 1, PLEATED MDL 40 HI-CAP MERV 10 (22X22X1) |  |  |  | 13 |  | 6.6198 | 86.0574 | April | 2027
B0132 T3 F1 Q | 001 | 013200000001 | 2027-04-19 00:19 | 1501001133 | FILTER, 20 X 20 X 1, PLEATED MDL 40 STANDARD MERV 10 (20X20X1) | 1501001133 - FILTER, 20 X 20 X 1, PLEATED MDL 40 STANDARD MERV 10 (20X20X1) |  |  |  | 3 |  | 0 | 0 | April | 2027
B0132 T3 F1 Q | 001 | 013200000001 | 2027-04-19 00:19 | 1501001111 | FILTER, 18 X 18 X 1, PLEATED MDL 40 HI-CAP MERV 10 (18X18X1) | 1501001111 - FILTER, 18 X 18 X 1, PLEATED MDL 40 HI-CAP MERV 10 (18X18X1) |  |  |  | 3 |  | 0 | 0 | April | 2027
B0132 T3 F2 Q | 001 | 013200000002 | 2027-04-19 00:19 | 1501001129 | FILTER, 22 X 22 X 1, PLEATED MDL 40 HI-CAP MERV 10 (22X22X1) | 1501001129 - FILTER, 22 X 22 X 1, PLEATED MDL 40 HI-CAP MERV 10 (22X22X1) |  |  |  | 14 |  | 6.6198 | 92.6772 | April | 2027
B0132 T3 F2 Q | 001 | 013200000002 | 2027-04-19 00:19 | 1501001133 | FILTER, 20 X 20 X 1, PLEATED MDL 40 STANDARD MERV 10 (20X20X1) | 1501001133 - FILTER, 20 X 20 X 1, PLEATED MDL 40 STANDARD MERV 10 (20X20X1) |  |  |  | 3 |  | 0 | 0 | April | 2027
B0156-AHU-Q | 001 | 015600000001 | 2027-04-19 00:20 | 1501001094 | FILTER, 20 X 24 X 2, PLEATED MDL 40 HI-CAP MERV 10 (20X24X2, 24X20X2, 24 X 20 X 2)) | 1501001094 - FILTER, 20 X 24 X 2, PLEATED MDL 40 HI-CAP MERV 10 (20X24X2, 24X20X2, 24 X 20 X 2)) |  |  |  | 12 |  | 0 | 0 | April | 2027
B0156-AHU-Q | 001 | 015600000002 | 2027-04-19 00:20 | 1501001191 | FILTER, 9-1/2"X19-1/2"X2" (ACTUAL SIZE), PLEATED MDL 40 HI-CAP MERV 10 (10X20X2) | 1501001191 - FILTER, 9-1/2"X19-1/2"X2" (ACTUAL SIZE), PLEATED MDL 40 HI-CAP MERV 10 (10X20X2) |  |  |  | 2 |  | 0 | 0 | April | 2027
B0156-AHU-Q | 001 | 015600000001 | 2027-04-19 00:20 | 1501001154 | FILTER, 24 X 30 X 2, PLEATED MDL 40 HI-CAP MERV 10 (24X30X2) | 1501001154 - FILTER, 24 X 30 X 2, PLEATED MDL 40 HI-CAP MERV 10 (24X30X2) |  |  |  | 1 |  | 15.4217 | 15.4217 | April | 2027
B0156-AHU-Q | 001 | 015600000002 | 2027-04-19 00:20 | 1501001094 | FILTER, 20 X 24 X 2, PLEATED MDL 40 HI-CAP MERV 10 (20X24X2, 24X20X2, 24 X 20 X 2)) | 1501001094 - FILTER, 20 X 24 X 2, PLEATED MDL 40 HI-CAP MERV 10 (20X24X2, 24X20X2, 24 X 20 X 2)) |  |  |  | 14 |  | 0 | 0 | April | 2027
B0156-AHU-Q | 001 | 015600000001 | 2027-04-19 00:20 | 1501001122 | FILTER, 16 X 25 X 2, PLEATED MDL 40 HI-CAP MERV 10 (16X25X2) | 1501001122 - FILTER, 16 X 25 X 2, PLEATED MDL 40 HI-CAP MERV 10 (16X25X2) |  |  |  | 4 |  | 0 | 0 | April | 2027
B0156-AHU-Q | 001 | 015600000002 | 2027-04-19 00:20 | 1501001122 | FILTER, 16 X 25 X 2, PLEATED MDL 40 HI-CAP MERV 10 (16X25X2) | 1501001122 - FILTER, 16 X 25 X 2, PLEATED MDL 40 HI-CAP MERV 10 (16X25X2) |  |  |  | 4 |  | 0 | 0 | April | 2027
B0156-AHU-Q | 001 | 015600000001 | 2027-04-19 00:20 | 1501001191 | FILTER, 9-1/2"X19-1/2"X2" (ACTUAL SIZE), PLEATED MDL 40 HI-CAP MERV 10 (10X20X2) | 1501001191 - FILTER, 9-1/2"X19-1/2"X2" (ACTUAL SIZE), PLEATED MDL 40 HI-CAP MERV 10 (10X20X2) |  |  |  | 8 |  | 0 | 0 | April | 2027
B0156-AHU-Q | 001 | 015600000002 | 2027-04-19 00:20 | 1501003009 | FILTER, 14 INCH X 20 INCH X 2 INCH, PLEATED MDL 40 HI-CAP MERV 10 (14X20X2, 14 X 20 X 2) | 1501003009 - FILTER, 14 INCH X 20 INCH X 2 INCH, PLEATED MDL 40 HI-CAP MERV 10 (14X20X2, 14 X 20 X 2) |  |  |  | 2 |  | 0 | 0 | April | 2027
B0156-AHU-Q | 001 | 015600000003 | 2027-04-19 00:20 | 1501001094 | FILTER, 20 X 24 X 2, PLEATED MDL 40 HI-CAP MERV 10 (20X24X2, 24X20X2, 24 X 20 X 2)) | 1501001094 - FILTER, 20 X 24 X 2, PLEATED MDL 40 HI-CAP MERV 10 (20X24X2, 24X20X2, 24 X 20 X 2)) |  |  |  | 14 |  | 0 | 0 | April | 2027
B0156-AHU-Q | 001 | 015600000004 | 2027-04-19 00:20 | 1501001191 | FILTER, 9-1/2"X19-1/2"X2" (ACTUAL SIZE), PLEATED MDL 40 HI-CAP MERV 10 (10X20X2) | 1501001191 - FILTER, 9-1/2"X19-1/2"X2" (ACTUAL SIZE), PLEATED MDL 40 HI-CAP MERV 10 (10X20X2) |  |  |  | 2 |  | 0 | 0 | April | 2027
B0156-AHU-Q | 001 | 015600000003 | 2027-04-19 00:20 | 1501001122 | FILTER, 16 X 25 X 2, PLEATED MDL 40 HI-CAP MERV 10 (16X25X2) | 1501001122 - FILTER, 16 X 25 X 2, PLEATED MDL 40 HI-CAP MERV 10 (16X25X2) |  |  |  | 4 |  | 0 | 0 | April | 2027
B0156-AHU-Q | 001 | 015600000004 | 2027-04-19 00:20 | 1501001094 | FILTER, 20 X 24 X 2, PLEATED MDL 40 HI-CAP MERV 10 (20X24X2, 24X20X2, 24 X 20 X 2)) | 1501001094 - FILTER, 20 X 24 X 2, PLEATED MDL 40 HI-CAP MERV 10 (20X24X2, 24X20X2, 24 X 20 X 2)) |  |  |  | 12 |  | 0 | 0 | April | 2027
B0156-AHU-Q | 001 | 015600000003 | 2027-04-19 00:20 | 1501001191 | FILTER, 9-1/2"X19-1/2"X2" (ACTUAL SIZE), PLEATED MDL 40 HI-CAP MERV 10 (10X20X2) | 1501001191 - FILTER, 9-1/2"X19-1/2"X2" (ACTUAL SIZE), PLEATED MDL 40 HI-CAP MERV 10 (10X20X2) |  |  |  | 2 |  | 0 | 0 | April | 2027
B0156-AHU-Q | 001 | 015600000004 | 2027-04-19 00:20 | 1501001122 | FILTER, 16 X 25 X 2, PLEATED MDL 40 HI-CAP MERV 10 (16X25X2) | 1501001122 - FILTER, 16 X 25 X 2, PLEATED MDL 40 HI-CAP MERV 10 (16X25X2) |  |  |  | 4 |  | 0 | 0 | April | 2027
B0156-AHU-Q | 001 | 015600000004 | 2027-04-19 00:20 | 1501003009 | FILTER, 14 INCH X 20 INCH X 2 INCH, PLEATED MDL 40 HI-CAP MERV 10 (14X20X2, 14 X 20 X 2) | 1501003009 - FILTER, 14 INCH X 20 INCH X 2 INCH, PLEATED MDL 40 HI-CAP MERV 10 (14X20X2, 14 X 20 X 2) |  |  |  | 4 |  | 0 | 0 | April | 2027
B0156-AHU-Q | 001 | 015600000004 | 2027-04-19 00:20 | 1501001121 | FILTER, 20 X 20 X 2, PLEATED MDL 40 STANDARD MERV 10 (20X20X2) | 1501001121 - FILTER, 20 X 20 X 2, PLEATED MDL 40 STANDARD MERV 10 (20X20X2) |  |  |  | 6 |  | 0 | 0 | April | 2027
B0156-AHU-Q | 001 | 015600000004 | 2027-04-19 00:20 | 1501003007 | FILTER, 20 X 24 X 4, PLEATED MDL 40 HI-CAP MERV 10 (20X24X4) | 1501003007 - FILTER, 20 X 24 X 4, PLEATED MDL 40 HI-CAP MERV 10 (20X24X4) |  |  |  | 2 |  | 0 | 0 | April | 2027
B0156-AHU-Q | 001 | 015600000004 | 2027-04-19 00:20 | 1501001145 | FILTER, 24 X 24 X 4, PLEATED MDL 40 HI-CAP MERV 10 (24X24X4) | 1501001145 - FILTER, 24 X 24 X 4, PLEATED MDL 40 HI-CAP MERV 10 (24X24X4) |  |  |  | 4 |  | 0 | 0 | April | 2027
B0156-AHU-Q | 001 | 015600000004 | 2027-04-19 00:20 | 1501001119 | FILTER, 24 X 24 X 2, PLEATED MDL 40 HI-CAP MERV 10 (24X24X2) | 1501001119 - FILTER, 24 X 24 X 2, PLEATED MDL 40 HI-CAP MERV 10 (24X24X2) |  |  |  | 2 |  | 0 | 0 | April | 2027
AHU-Q-1-STRNZ8 | 001 | 011000000002 | 2027-04-20 | 1501001113 | FILTER, 18 X 20 X 1 PLEATED MDL 40 HI-CAP MERV 10 (18X20X1) | 1501001113 - FILTER, 18 X 20 X 1 PLEATED MDL 40 HI-CAP MERV 10 (18X20X1) |  |  |  | 3 |  | 4.4699 | 13.4097 | April | 2027
AHU-Q-1-STRNZ8 | 001 | 011000000003 | 2027-04-20 | 1501001143 | FILTER, 14 X 20 X 1, PLEATED MDL 40 HI-CAP MERV 10 (14X20X1) | 1501001143 - FILTER, 14 X 20 X 1, PLEATED MDL 40 HI-CAP MERV 10 (14X20X1) |  |  |  | 30 |  | 0 | 0 | April | 2027
AHU-Q-1-STRNZ8 | 001 | 015600000001 | 2027-04-20 | 1501001094 | FILTER, 20 X 24 X 2, PLEATED MDL 40 HI-CAP MERV 10 (20X24X2, 24X20X2, 24 X 20 X 2)) | 1501001094 - FILTER, 20 X 24 X 2, PLEATED MDL 40 HI-CAP MERV 10 (20X24X2, 24X20X2, 24 X 20 X 2)) |  |  |  | 12 |  | 0 | 0 | April | 2027
AHU-Q-1-STRNZ8 | 001 | 015600000002 | 2027-04-20 | 1501001191 | FILTER, 9-1/2"X19-1/2"X2" (ACTUAL SIZE), PLEATED MDL 40 HI-CAP MERV 10 (10X20X2) | 1501001191 - FILTER, 9-1/2"X19-1/2"X2" (ACTUAL SIZE), PLEATED MDL 40 HI-CAP MERV 10 (10X20X2) |  |  |  | 2 |  | 0 | 0 | April | 2027
AHU-Q-1-STRNZ8 | 001 | 011000000002 | 2027-04-20 | 1501001143 | FILTER, 14 X 20 X 1, PLEATED MDL 40 HI-CAP MERV 10 (14X20X1) | 1501001143 - FILTER, 14 X 20 X 1, PLEATED MDL 40 HI-CAP MERV 10 (14X20X1) |  |  |  | 30 |  | 0 | 0 | April | 2027
AHU-Q-1-STRNZ8 | 001 | 011000000003 | 2027-04-20 | 1501001113 | FILTER, 18 X 20 X 1 PLEATED MDL 40 HI-CAP MERV 10 (18X20X1) | 1501001113 - FILTER, 18 X 20 X 1 PLEATED MDL 40 HI-CAP MERV 10 (18X20X1) |  |  |  | 2 |  | 4.4699 | 8.9398 | April | 2027
AHU-Q-1-STRNZ8 | 001 | 015600000001 | 2027-04-20 | 1501001154 | FILTER, 24 X 30 X 2, PLEATED MDL 40 HI-CAP MERV 10 (24X30X2) | 1501001154 - FILTER, 24 X 30 X 2, PLEATED MDL 40 HI-CAP MERV 10 (24X30X2) |  |  |  | 1 |  | 15.4217 | 15.4217 | April | 2027
AHU-Q-1-STRNZ8 | 001 | 015600000002 | 2027-04-20 | 1501001094 | FILTER, 20 X 24 X 2, PLEATED MDL 40 HI-CAP MERV 10 (20X24X2, 24X20X2, 24 X 20 X 2)) | 1501001094 - FILTER, 20 X 24 X 2, PLEATED MDL 40 HI-CAP MERV 10 (20X24X2, 24X20X2, 24 X 20 X 2)) |  |  |  | 14 |  | 0 | 0 | April | 2027
AHU-Q-1-STRNZ8 | 001 | 011000000003 | 2027-04-20 | 1501001550 | FILTER, 18 X 25 X 1, (18X25X1), PLEATED MDL 40 HI-CAP MERV 10 | 1501001550 - FILTER, 18 X 25 X 1, (18X25X1), PLEATED MDL 40 HI-CAP MERV 10 |  |  |  | 1 |  | 0 | 0 | April | 2027
AHU-Q-1-STRNZ8 | 001 | 015600000001 | 2027-04-20 | 1501001122 | FILTER, 16 X 25 X 2, PLEATED MDL 40 HI-CAP MERV 10 (16X25X2) | 1501001122 - FILTER, 16 X 25 X 2, PLEATED MDL 40 HI-CAP MERV 10 (16X25X2) |  |  |  | 4 |  | 0 | 0 | April | 2027
AHU-Q-1-STRNZ8 | 001 | 015600000002 | 2027-04-20 | 1501001122 | FILTER, 16 X 25 X 2, PLEATED MDL 40 HI-CAP MERV 10 (16X25X2) | 1501001122 - FILTER, 16 X 25 X 2, PLEATED MDL 40 HI-CAP MERV 10 (16X25X2) |  |  |  | 4 |  | 0 | 0 | April | 2027
AHU-Q-1-STRNZ8 | 001 | 015600000001 | 2027-04-20 | 1501001191 | FILTER, 9-1/2"X19-1/2"X2" (ACTUAL SIZE), PLEATED MDL 40 HI-CAP MERV 10 (10X20X2) | 1501001191 - FILTER, 9-1/2"X19-1/2"X2" (ACTUAL SIZE), PLEATED MDL 40 HI-CAP MERV 10 (10X20X2) |  |  |  | 8 |  | 0 | 0 | April | 2027
AHU-Q-1-STRNZ8 | 001 | 015600000002 | 2027-04-20 | 1501003009 | FILTER, 14 INCH X 20 INCH X 2 INCH, PLEATED MDL 40 HI-CAP MERV 10 (14X20X2, 14 X 20 X 2) | 1501003009 - FILTER, 14 INCH X 20 INCH X 2 INCH, PLEATED MDL 40 HI-CAP MERV 10 (14X20X2, 14 X 20 X 2) |  |  |  | 2 |  | 0 | 0 | April | 2027
B0126 EF S-1 B | 001 | 000000114037 | 2027-04-20 | 1501001347 | BELT, #AX-32, AX32 (COG TYPE) | 1501001347 - BELT, #AX-32, AX32 (COG TYPE) |  |  |  | 1 |  | 5.5372 | 5.5372 | April | 2027
B0126 EF S-1 B | 001 | 000000114032 | 2027-04-20 | 1501001347 | BELT, #AX-32, AX32 (COG TYPE) | 1501001347 - BELT, #AX-32, AX32 (COG TYPE) |  |  |  | 1 |  | 5.5372 | 5.5372 | April | 2027
B0126 EF S-1 B | 001 | 000000114020 | 2027-04-20 | 1501001305 | BELT, #4L440 | 1501001305 - BELT, #4L440 |  |  |  | 1 |  | 0 | 0 | April | 2027
B0126 EF S-1 B | 001 | 000000114007 | 2027-04-20 | 1501001346 | BELT, #AX-31, AX31 (COG TYPE) | 1501001346 - BELT, #AX-31, AX31 (COG TYPE) |  |  |  | 1 |  | 0 | 0 | April | 2027
DX Q SERV T4 | 001 | 000000035019 | 2027-04-20 | 1501001122 | FILTER, 16 X 25 X 2, PLEATED MDL 40 HI-CAP MERV 10 (16X25X2) | 1501001122 - FILTER, 16 X 25 X 2, PLEATED MDL 40 HI-CAP MERV 10 (16X25X2) |  |  |  | 4 |  | 0 | 0 | April | 2027
DX Q SERV T4 | 001 | 000000035020 | 2027-04-20 | 1501001122 | FILTER, 16 X 25 X 2, PLEATED MDL 40 HI-CAP MERV 10 (16X25X2) | 1501001122 - FILTER, 16 X 25 X 2, PLEATED MDL 40 HI-CAP MERV 10 (16X25X2) |  |  |  | 4 |  | 0 | 0 | April | 2027
DX Q SERV T4 | 001 | 000000035021 | 2027-04-20 | 1501001100 | FILTER, 18 X 18 X 2, PLEATED MDL 40 HI-CAP MERV 10 (18X18X2) | 1501001100 - FILTER, 18 X 18 X 2, PLEATED MDL 40 HI-CAP MERV 10 (18X18X2) |  |  |  | 1 |  | 7.2091 | 7.2091 | April | 2027
DX Q SERV T4 | 001 | 000000035022 | 2027-04-20 | 1501001100 | FILTER, 18 X 18 X 2, PLEATED MDL 40 HI-CAP MERV 10 (18X18X2) | 1501001100 - FILTER, 18 X 18 X 2, PLEATED MDL 40 HI-CAP MERV 10 (18X18X2) |  |  |  | 1 |  | 7.2091 | 7.2091 | April | 2027
DX Q SERV T4 | 001 | 000000035021 | 2027-04-20 | 1501001246 | FILTER, 18 X 20 X 2, PLEATED MDL 40 HI-CAP MERV 10 (18X20X2) | 1501001246 - FILTER, 18 X 20 X 2, PLEATED MDL 40 HI-CAP MERV 10 (18X20X2) |  |  |  | 1 |  | 3.5457 | 3.5457 | April | 2027
DX Q SERV T4 | 001 | 000000035022 | 2027-04-20 | 1501001246 | FILTER, 18 X 20 X 2, PLEATED MDL 40 HI-CAP MERV 10 (18X20X2) | 1501001246 - FILTER, 18 X 20 X 2, PLEATED MDL 40 HI-CAP MERV 10 (18X20X2) |  |  |  | 1 |  | 3.5457 | 3.5457 | April | 2027
EF S-1 T3 B | 001 | 000000038044 | 2027-04-20 | 1501001342 | BELT, #AX-26, AX26 (COG TYPE) | 1501001342 - BELT, #AX-26, AX26 (COG TYPE) |  |  |  | 1 |  | 5.4945 | 5.4945 | April | 2027
EF S-1 T3 B | 001 | 000000038045 | 2027-04-20 | 1501001342 | BELT, #AX-26, AX26 (COG TYPE) | 1501001342 - BELT, #AX-26, AX26 (COG TYPE) |  |  |  | 1 |  | 5.4945 | 5.4945 | April | 2027
EF S-1 T3 B | 001 | 000000038046 | 2027-04-20 | 1501001343 | BELT, #AX-27, AX27 (COG TYPE) | 1501001343 - BELT, #AX-27, AX27 (COG TYPE) |  |  |  | 1 |  | 7.02 | 7.02 | April | 2027
EF S-1 T3 B | 001 | 000000038047 | 2027-04-20 | 1501001343 | BELT, #AX-27, AX27 (COG TYPE) | 1501001343 - BELT, #AX-27, AX27 (COG TYPE) |  |  |  | 1 |  | 7.02 | 7.02 | April | 2027
EF S-1 T3 B | 001 | 000000038050 | 2027-04-20 | 1501001300 | BELT, #4L330 | 1501001300 - BELT, #4L330 |  |  |  | 1 |  | 5.44 | 5.44 | April | 2027
EF S-1 T3 B | 001 | 000000038064 | 2027-04-20 | 1501001354 | BELT, #AX-41, AX41 (COG TYPE) | 1501001354 - BELT, #AX-41, AX41 (COG TYPE) |  |  |  | 1 |  | 11.392 | 11.392 | April | 2027
EF S-1 T3 B | 001 | 000000038066 | 2027-04-20 | 1501001300 | BELT, #4L330 | 1501001300 - BELT, #4L330 |  |  |  | 1 |  | 5.44 | 5.44 | April | 2027
EF S-1 T3 B | 001 | 000000038690 | 2027-04-20 | 1501001295 | BELT, #4L240 | 1501001295 - BELT, #4L240 |  |  |  | 1 |  | 5.0334 | 5.0334 | April | 2027
EF S-1 T3 B | 001 | 000090002953 | 2027-04-20 | 1501001025 | BELT, #AX-22, AX22, (COG TYPE) | 1501001025 - BELT, #AX-22, AX22, (COG TYPE) |  |  |  | 1 |  | 4.6883 | 4.6883 | April | 2027
EF S-1 T3 B | 001 | 000090003254 | 2027-04-20 | 1501001398 | BELT, #BX-45, BX45 (COG TYPE) | 1501001398 - BELT, #BX-45, BX45 (COG TYPE) |  |  |  | 1 |  | 9.3745 | 9.3745 | April | 2027
EF S-1 T3 B | 001 | 000006094573 | 2027-04-20 | 1501001495 | BELT , #AX-52, AX52 (COG TYPE) | 1501001495 - BELT , #AX-52, AX52 (COG TYPE) |  |  |  | 2 |  | 0 | 0 | April | 2027
B0132 T3 F3 Q | 001 | 013200000003 | 2027-04-20 00:19 | 1501001129 | FILTER, 22 X 22 X 1, PLEATED MDL 40 HI-CAP MERV 10 (22X22X1) | 1501001129 - FILTER, 22 X 22 X 1, PLEATED MDL 40 HI-CAP MERV 10 (22X22X1) |  |  |  | 20 |  | 6.6198 | 132.396 | April | 2027
B0132 T3 F3 Q | 001 | 013200000003 | 2027-04-20 00:19 | 1501001133 | FILTER, 20 X 20 X 1, PLEATED MDL 40 STANDARD MERV 10 (20X20X1) | 1501001133 - FILTER, 20 X 20 X 1, PLEATED MDL 40 STANDARD MERV 10 (20X20X1) |  |  |  | 3 |  | 0 | 0 | April | 2027
B0132 T3 F4 Q | 001 | 013200000004 | 2027-04-20 00:19 | 1501001129 | FILTER, 22 X 22 X 1, PLEATED MDL 40 HI-CAP MERV 10 (22X22X1) | 1501001129 - FILTER, 22 X 22 X 1, PLEATED MDL 40 HI-CAP MERV 10 (22X22X1) |  |  |  | 20 |  | 6.6198 | 132.396 | April | 2027
B0132 T3 F4 Q | 001 | 013200000004 | 2027-04-20 00:19 | 1501001133 | FILTER, 20 X 20 X 1, PLEATED MDL 40 STANDARD MERV 10 (20X20X1) | 1501001133 - FILTER, 20 X 20 X 1, PLEATED MDL 40 STANDARD MERV 10 (20X20X1) |  |  |  | 3 |  | 0 | 0 | April | 2027
EXFAN-DD-MT4-S | 001 | 000006093785 | 2027-04-21 | 1501001097 | FILTER, 12X21X1, PLEATED, MERV 11 NON-STANDARD (12 X 21 X 1) | 1501001097 - FILTER, 12X21X1, PLEATED, MERV 11 NON-STANDARD (12 X 21 X 1) |  |  |  | 1 |  | 7.91 | 7.91 | April | 2027
B0130 T2 F5 Q | 001 | 013000000005 | 2027-04-21 00:19 | 1501001129 | FILTER, 22 X 22 X 1, PLEATED MDL 40 HI-CAP MERV 10 (22X22X1) | 1501001129 - FILTER, 22 X 22 X 1, PLEATED MDL 40 HI-CAP MERV 10 (22X22X1) |  |  |  | 21 |  | 6.6198 | 139.0158 | April | 2027
B0132 T3 F5 Q | 001 | 013200000005 | 2027-04-21 00:19 | 1501001129 | FILTER, 22 X 22 X 1, PLEATED MDL 40 HI-CAP MERV 10 (22X22X1) | 1501001129 - FILTER, 22 X 22 X 1, PLEATED MDL 40 HI-CAP MERV 10 (22X22X1) |  |  |  | 20 |  | 6.6198 | 132.396 | April | 2027
B0132 T3 F5 Q | 001 | 013200000005 | 2027-04-21 00:19 | 1501001133 | FILTER, 20 X 20 X 1, PLEATED MDL 40 STANDARD MERV 10 (20X20X1) | 1501001133 - FILTER, 20 X 20 X 1, PLEATED MDL 40 STANDARD MERV 10 (20X20X1) |  |  |  | 3 |  | 0 | 0 | April | 2027
B0132 T3 F6 Q | 001 | 013200000006 | 2027-04-21 00:19 | 1501001129 | FILTER, 22 X 22 X 1, PLEATED MDL 40 HI-CAP MERV 10 (22X22X1) | 1501001129 - FILTER, 22 X 22 X 1, PLEATED MDL 40 HI-CAP MERV 10 (22X22X1) |  |  |  | 17 |  | 6.6198 | 112.5366 | April | 2027
B0132 T3 F6 Q | 001 | 013200000006 | 2027-04-21 00:19 | 1501001133 | FILTER, 20 X 20 X 1, PLEATED MDL 40 STANDARD MERV 10 (20X20X1) | 1501001133 - FILTER, 20 X 20 X 1, PLEATED MDL 40 STANDARD MERV 10 (20X20X1) |  |  |  | 3 |  | 0 | 0 | April | 2027
B0133 T4 F7 Q | 001 | 013300000007 | 2027-04-22 00:19 | 1501001129 | FILTER, 22 X 22 X 1, PLEATED MDL 40 HI-CAP MERV 10 (22X22X1) | 1501001129 - FILTER, 22 X 22 X 1, PLEATED MDL 40 HI-CAP MERV 10 (22X22X1) |  |  |  | 17 |  | 6.6198 | 112.5366 | April | 2027
B0133 T4 F7 Q | 001 | 013300000007 | 2027-04-22 00:19 | 1501001133 | FILTER, 20 X 20 X 1, PLEATED MDL 40 STANDARD MERV 10 (20X20X1) | 1501001133 - FILTER, 20 X 20 X 1, PLEATED MDL 40 STANDARD MERV 10 (20X20X1) |  |  |  | 2 |  | 0 | 0 | April | 2027
B0133 T4 F7 Q | 001 | 013300000007 | 2027-04-22 00:19 | 1501001111 | FILTER, 18 X 18 X 1, PLEATED MDL 40 HI-CAP MERV 10 (18X18X1) | 1501001111 - FILTER, 18 X 18 X 1, PLEATED MDL 40 HI-CAP MERV 10 (18X18X1) |  |  |  | 3 |  | 0 | 0 | April | 2027
B0133 T4 F1 Q | 001 | 013300000001 | 2027-04-26 00:19 | 1501001129 | FILTER, 22 X 22 X 1, PLEATED MDL 40 HI-CAP MERV 10 (22X22X1) | 1501001129 - FILTER, 22 X 22 X 1, PLEATED MDL 40 HI-CAP MERV 10 (22X22X1) |  |  |  | 20 |  | 6.6198 | 132.396 | April | 2027
B0133 T4 F1 Q | 001 | 013300000001 | 2027-04-26 00:19 | 1501001133 | FILTER, 20 X 20 X 1, PLEATED MDL 40 STANDARD MERV 10 (20X20X1) | 1501001133 - FILTER, 20 X 20 X 1, PLEATED MDL 40 STANDARD MERV 10 (20X20X1) |  |  |  | 5 |  | 0 | 0 | April | 2027
B0133 T4 F1 Q | 001 | 013300000001 | 2027-04-26 00:19 | 1501001111 | FILTER, 18 X 18 X 1, PLEATED MDL 40 HI-CAP MERV 10 (18X18X1) | 1501001111 - FILTER, 18 X 18 X 1, PLEATED MDL 40 HI-CAP MERV 10 (18X18X1) |  |  |  | 3 |  | 0 | 0 | April | 2027
B0133 T4 F2 Q | 001 | 013300000002 | 2027-04-26 00:19 | 1501001129 | FILTER, 22 X 22 X 1, PLEATED MDL 40 HI-CAP MERV 10 (22X22X1) | 1501001129 - FILTER, 22 X 22 X 1, PLEATED MDL 40 HI-CAP MERV 10 (22X22X1) |  |  |  | 20 |  | 6.6198 | 132.396 | April | 2027
B0133 T4 F2 Q | 001 | 013300000002 | 2027-04-26 00:19 | 1501001133 | FILTER, 20 X 20 X 1, PLEATED MDL 40 STANDARD MERV 10 (20X20X1) | 1501001133 - FILTER, 20 X 20 X 1, PLEATED MDL 40 STANDARD MERV 10 (20X20X1) |  |  |  | 3 |  | 0 | 0 | April | 2027
B8152 AHU Q | 001 | 000006094840 | 2027-04-26 00:23 | 1501001210 | FILTER, MERV 13, 20 X 20 X 2, PLEATED MDL 40 HI-CAP (20X20X2) | 1501001210 - FILTER, MERV 13, 20 X 20 X 2, PLEATED MDL 40 HI-CAP (20X20X2) |  |  |  | 2 |  | 14.6882 | 29.3764 | April | 2027
AHU-Q-1-HSNGZ8 | 001 | 011100000001 | 2027-04-27 | 1501001112 | FILTER, 18 X 24 X 1, PLEATED MDL 40 HI-CAP MERV 10 (18X24X1, 24X18X1, 24 X 18 X 1) | 1501001112 - FILTER, 18 X 24 X 1, PLEATED MDL 40 HI-CAP MERV 10 (18X24X1, 24X18X1, 24 X 18 X 1) |  |  |  | 13 |  | 0 | 0 | April | 2027
AHU-Q-1-HSNGZ8 | 001 | 011100000002 | 2027-04-27 | 1501001112 | FILTER, 18 X 24 X 1, PLEATED MDL 40 HI-CAP MERV 10 (18X24X1, 24X18X1, 24 X 18 X 1) | 1501001112 - FILTER, 18 X 24 X 1, PLEATED MDL 40 HI-CAP MERV 10 (18X24X1, 24X18X1, 24 X 18 X 1) |  |  |  | 13 |  | 0 | 0 | April | 2027
AHU-Q-1-HSNGZ8 | 001 | 011100000003 | 2027-04-27 | 1501001112 | FILTER, 18 X 24 X 1, PLEATED MDL 40 HI-CAP MERV 10 (18X24X1, 24X18X1, 24 X 18 X 1) | 1501001112 - FILTER, 18 X 24 X 1, PLEATED MDL 40 HI-CAP MERV 10 (18X24X1, 24X18X1, 24 X 18 X 1) |  |  |  | 13 |  | 0 | 0 | April | 2027
AHU-Q-1-HSNGZ8 | 001 | 011100000004 | 2027-04-27 | 1501001112 | FILTER, 18 X 24 X 1, PLEATED MDL 40 HI-CAP MERV 10 (18X24X1, 24X18X1, 24 X 18 X 1) | 1501001112 - FILTER, 18 X 24 X 1, PLEATED MDL 40 HI-CAP MERV 10 (18X24X1, 24X18X1, 24 X 18 X 1) |  |  |  | 7 |  | 0 | 0 | April | 2027
AHU-Q-1-STRNZ8 | 001 | 015600000003 | 2027-04-27 | 1501001094 | FILTER, 20 X 24 X 2, PLEATED MDL 40 HI-CAP MERV 10 (20X24X2, 24X20X2, 24 X 20 X 2)) | 1501001094 - FILTER, 20 X 24 X 2, PLEATED MDL 40 HI-CAP MERV 10 (20X24X2, 24X20X2, 24 X 20 X 2)) |  |  |  | 14 |  | 0 | 0 | April | 2027
AHU-Q-1-STRNZ8 | 001 | 015600000004 | 2027-04-27 | 1501001191 | FILTER, 9-1/2"X19-1/2"X2" (ACTUAL SIZE), PLEATED MDL 40 HI-CAP MERV 10 (10X20X2) | 1501001191 - FILTER, 9-1/2"X19-1/2"X2" (ACTUAL SIZE), PLEATED MDL 40 HI-CAP MERV 10 (10X20X2) |  |  |  | 2 |  | 0 | 0 | April | 2027
AHU-Q-1-STRNZ8 | 001 | 015700000001 | 2027-04-27 | 1501001191 | FILTER, 9-1/2"X19-1/2"X2" (ACTUAL SIZE), PLEATED MDL 40 HI-CAP MERV 10 (10X20X2) | 1501001191 - FILTER, 9-1/2"X19-1/2"X2" (ACTUAL SIZE), PLEATED MDL 40 HI-CAP MERV 10 (10X20X2) |  |  |  | 8 |  | 0 | 0 | April | 2027
AHU-Q-1-STRNZ8 | 001 | 015700000002 | 2027-04-27 | 1501001191 | FILTER, 9-1/2"X19-1/2"X2" (ACTUAL SIZE), PLEATED MDL 40 HI-CAP MERV 10 (10X20X2) | 1501001191 - FILTER, 9-1/2"X19-1/2"X2" (ACTUAL SIZE), PLEATED MDL 40 HI-CAP MERV 10 (10X20X2) |  |  |  | 2 |  | 0 | 0 | April | 2027
AHU-Q-1-STRNZ8 | 001 | 015600000003 | 2027-04-27 | 1501001122 | FILTER, 16 X 25 X 2, PLEATED MDL 40 HI-CAP MERV 10 (16X25X2) | 1501001122 - FILTER, 16 X 25 X 2, PLEATED MDL 40 HI-CAP MERV 10 (16X25X2) |  |  |  | 4 |  | 0 | 0 | April | 2027
AHU-Q-1-STRNZ8 | 001 | 015600000004 | 2027-04-27 | 1501001094 | FILTER, 20 X 24 X 2, PLEATED MDL 40 HI-CAP MERV 10 (20X24X2, 24X20X2, 24 X 20 X 2)) | 1501001094 - FILTER, 20 X 24 X 2, PLEATED MDL 40 HI-CAP MERV 10 (20X24X2, 24X20X2, 24 X 20 X 2)) |  |  |  | 12 |  | 0 | 0 | April | 2027
AHU-Q-1-STRNZ8 | 001 | 015700000001 | 2027-04-27 | 1501001094 | FILTER, 20 X 24 X 2, PLEATED MDL 40 HI-CAP MERV 10 (20X24X2, 24X20X2, 24 X 20 X 2)) | 1501001094 - FILTER, 20 X 24 X 2, PLEATED MDL 40 HI-CAP MERV 10 (20X24X2, 24X20X2, 24 X 20 X 2)) |  |  |  | 9 |  | 0 | 0 | April | 2027
AHU-Q-1-STRNZ8 | 001 | 015700000002 | 2027-04-27 | 1501001094 | FILTER, 20 X 24 X 2, PLEATED MDL 40 HI-CAP MERV 10 (20X24X2, 24X20X2, 24 X 20 X 2)) | 1501001094 - FILTER, 20 X 24 X 2, PLEATED MDL 40 HI-CAP MERV 10 (20X24X2, 24X20X2, 24 X 20 X 2)) |  |  |  | 14 |  | 0 | 0 | April | 2027
AHU-Q-1-STRNZ8 | 001 | 015600000003 | 2027-04-27 | 1501001191 | FILTER, 9-1/2"X19-1/2"X2" (ACTUAL SIZE), PLEATED MDL 40 HI-CAP MERV 10 (10X20X2) | 1501001191 - FILTER, 9-1/2"X19-1/2"X2" (ACTUAL SIZE), PLEATED MDL 40 HI-CAP MERV 10 (10X20X2) |  |  |  | 2 |  | 0 | 0 | April | 2027
AHU-Q-1-STRNZ8 | 001 | 015600000004 | 2027-04-27 | 1501001122 | FILTER, 16 X 25 X 2, PLEATED MDL 40 HI-CAP MERV 10 (16X25X2) | 1501001122 - FILTER, 16 X 25 X 2, PLEATED MDL 40 HI-CAP MERV 10 (16X25X2) |  |  |  | 4 |  | 0 | 0 | April | 2027
AHU-Q-1-STRNZ8 | 001 | 015700000001 | 2027-04-27 | 1501001154 | FILTER, 24 X 30 X 2, PLEATED MDL 40 HI-CAP MERV 10 (24X30X2) | 1501001154 - FILTER, 24 X 30 X 2, PLEATED MDL 40 HI-CAP MERV 10 (24X30X2) |  |  |  | 1 |  | 15.4217 | 15.4217 | April | 2027
AHU-Q-1-STRNZ8 | 001 | 015700000002 | 2027-04-27 | 1501001122 | FILTER, 16 X 25 X 2, PLEATED MDL 40 HI-CAP MERV 10 (16X25X2) | 1501001122 - FILTER, 16 X 25 X 2, PLEATED MDL 40 HI-CAP MERV 10 (16X25X2) |  |  |  | 4 |  | 0 | 0 | April | 2027
AHU-Q-1-STRNZ8 | 001 | 015600000004 | 2027-04-27 | 1501003009 | FILTER, 14 INCH X 20 INCH X 2 INCH, PLEATED MDL 40 HI-CAP MERV 10 (14X20X2, 14 X 20 X 2) | 1501003009 - FILTER, 14 INCH X 20 INCH X 2 INCH, PLEATED MDL 40 HI-CAP MERV 10 (14X20X2, 14 X 20 X 2) |  |  |  | 4 |  | 0 | 0 | April | 2027
AHU-Q-1-STRNZ8 | 001 | 015700000001 | 2027-04-27 | 1501001149 | FILTER, 18 X 30 X 2, PLEATED MDL 40 HI-CAP MERV 10 , (18X30X2) | 1501001149 - FILTER, 18 X 30 X 2, PLEATED MDL 40 HI-CAP MERV 10 , (18X30X2) |  |  |  | 2 |  | 11.1902 | 22.3804 | April | 2027
AHU-Q-1-STRNZ8 | 001 | 015700000002 | 2027-04-27 | 1501003009 | FILTER, 14 INCH X 20 INCH X 2 INCH, PLEATED MDL 40 HI-CAP MERV 10 (14X20X2, 14 X 20 X 2) | 1501003009 - FILTER, 14 INCH X 20 INCH X 2 INCH, PLEATED MDL 40 HI-CAP MERV 10 (14X20X2, 14 X 20 X 2) |  |  |  | 2 |  | 0 | 0 | April | 2027
AHU-Q-1-STRNZ8 | 001 | 015600000004 | 2027-04-27 | 1501001121 | FILTER, 20 X 20 X 2, PLEATED MDL 40 STANDARD MERV 10 (20X20X2) | 1501001121 - FILTER, 20 X 20 X 2, PLEATED MDL 40 STANDARD MERV 10 (20X20X2) |  |  |  | 6 |  | 0 | 0 | April | 2027
AHU-Q-1-STRNZ8 | 001 | 015700000001 | 2027-04-27 | 1501001162 | FILTER, 12 X 24 X 4, PLEATED MDL 40 HI-CAP MERV 10 (12X24X4) | 1501001162 - FILTER, 12 X 24 X 4, PLEATED MDL 40 HI-CAP MERV 10 (12X24X4) |  |  |  | 3 |  | 6.3852 | 19.1556 | April | 2027
AHU-Q-1-STRNZ8 | 001 | 015600000004 | 2027-04-27 | 1501003007 | FILTER, 20 X 24 X 4, PLEATED MDL 40 HI-CAP MERV 10 (20X24X4) | 1501003007 - FILTER, 20 X 24 X 4, PLEATED MDL 40 HI-CAP MERV 10 (20X24X4) |  |  |  | 2 |  | 0 | 0 | April | 2027
AHU-Q-1-STRNZ8 | 001 | 015700000001 | 2027-04-27 | 1501001145 | FILTER, 24 X 24 X 4, PLEATED MDL 40 HI-CAP MERV 10 (24X24X4) | 1501001145 - FILTER, 24 X 24 X 4, PLEATED MDL 40 HI-CAP MERV 10 (24X24X4) |  |  |  | 6 |  | 0 | 0 | April | 2027
AHU-Q-1-STRNZ8 | 001 | 015600000004 | 2027-04-27 | 1501001145 | FILTER, 24 X 24 X 4, PLEATED MDL 40 HI-CAP MERV 10 (24X24X4) | 1501001145 - FILTER, 24 X 24 X 4, PLEATED MDL 40 HI-CAP MERV 10 (24X24X4) |  |  |  | 4 |  | 0 | 0 | April | 2027
AHU-Q-1-STRNZ8 | 001 | 015600000004 | 2027-04-27 | 1501001119 | FILTER, 24 X 24 X 2, PLEATED MDL 40 HI-CAP MERV 10 (24X24X2) | 1501001119 - FILTER, 24 X 24 X 2, PLEATED MDL 40 HI-CAP MERV 10 (24X24X2) |  |  |  | 2 |  | 0 | 0 | April | 2027
B0133 T4 F3 Q | 001 | 013300000003 | 2027-04-27 00:19 | 1501001129 | FILTER, 22 X 22 X 1, PLEATED MDL 40 HI-CAP MERV 10 (22X22X1) | 1501001129 - FILTER, 22 X 22 X 1, PLEATED MDL 40 HI-CAP MERV 10 (22X22X1) |  |  |  | 20 |  | 6.6198 | 132.396 | April | 2027
B0133 T4 F3 Q | 001 | 013300000003 | 2027-04-27 00:19 | 1501001133 | FILTER, 20 X 20 X 1, PLEATED MDL 40 STANDARD MERV 10 (20X20X1) | 1501001133 - FILTER, 20 X 20 X 1, PLEATED MDL 40 STANDARD MERV 10 (20X20X1) |  |  |  | 3 |  | 0 | 0 | April | 2027
B0133 T4 F4 Q | 001 | 013300000004 | 2027-04-27 00:19 | 1501001129 | FILTER, 22 X 22 X 1, PLEATED MDL 40 HI-CAP MERV 10 (22X22X1) | 1501001129 - FILTER, 22 X 22 X 1, PLEATED MDL 40 HI-CAP MERV 10 (22X22X1) |  |  |  | 20 |  | 6.6198 | 132.396 | April | 2027
B0133 T4 F4 Q | 001 | 013300000004 | 2027-04-27 00:19 | 1501001133 | FILTER, 20 X 20 X 1, PLEATED MDL 40 STANDARD MERV 10 (20X20X1) | 1501001133 - FILTER, 20 X 20 X 1, PLEATED MDL 40 STANDARD MERV 10 (20X20X1) |  |  |  | 3 |  | 0 | 0 | April | 2027
B0130 T2 F6 Q | 001 | 013000000006 | 2027-04-28 00:19 | 1501001129 | FILTER, 22 X 22 X 1, PLEATED MDL 40 HI-CAP MERV 10 (22X22X1) | 1501001129 - FILTER, 22 X 22 X 1, PLEATED MDL 40 HI-CAP MERV 10 (22X22X1) |  |  |  | 21 |  | 6.6198 | 139.0158 | April | 2027
B0133 T4 F5 Q | 001 | 013300000005 | 2027-04-28 00:19 | 1501001129 | FILTER, 22 X 22 X 1, PLEATED MDL 40 HI-CAP MERV 10 (22X22X1) | 1501001129 - FILTER, 22 X 22 X 1, PLEATED MDL 40 HI-CAP MERV 10 (22X22X1) |  |  |  | 20 |  | 6.6198 | 132.396 | April | 2027
B0133 T4 F5 Q | 001 | 013300000005 | 2027-04-28 00:19 | 1501001133 | FILTER, 20 X 20 X 1, PLEATED MDL 40 STANDARD MERV 10 (20X20X1) | 1501001133 - FILTER, 20 X 20 X 1, PLEATED MDL 40 STANDARD MERV 10 (20X20X1) |  |  |  | 3 |  | 0 | 0 | April | 2027
B0133 T4 F6 Q | 001 | 013300000006 | 2027-04-28 00:19 | 1501001129 | FILTER, 22 X 22 X 1, PLEATED MDL 40 HI-CAP MERV 10 (22X22X1) | 1501001129 - FILTER, 22 X 22 X 1, PLEATED MDL 40 HI-CAP MERV 10 (22X22X1) |  |  |  | 17 |  | 6.6198 | 112.5366 | April | 2027
B0133 T4 F6 Q | 001 | 013300000006 | 2027-04-28 00:19 | 1501001133 | FILTER, 20 X 20 X 1, PLEATED MDL 40 STANDARD MERV 10 (20X20X1) | 1501001133 - FILTER, 20 X 20 X 1, PLEATED MDL 40 STANDARD MERV 10 (20X20X1) |  |  |  | 3 |  | 0 | 0 | April | 2027
B0132 BAT DOOR | 001 | 013200000000 | 2026-12-08 | 0021001000 | BATTERY, AA (DOUBLE A) 1.5 VOLT (SOLD AS PACK OF 4) (HURRICANE ITEM) | 0021001000 - BATTERY, AA (DOUBLE A) 1.5 VOLT (SOLD AS PACK OF 4) (HURRICANE ITEM) |  |  |  | 203 |  | 0 | 0 | December | 2026
B0129 BAT DOOR | 001 | 012900000000 | 2026-12-10 | 0021001000 | BATTERY, AA (DOUBLE A) 1.5 VOLT (SOLD AS PACK OF 4) (HURRICANE ITEM) | 0021001000 - BATTERY, AA (DOUBLE A) 1.5 VOLT (SOLD AS PACK OF 4) (HURRICANE ITEM) |  |  |  | 219 |  | 0 | 0 | December | 2026
B0130 BAT DOOR | 001 | 013000000000 | 2026-12-11 | 0021001000 | BATTERY, AA (DOUBLE A) 1.5 VOLT (SOLD AS PACK OF 4) (HURRICANE ITEM) | 0021001000 - BATTERY, AA (DOUBLE A) 1.5 VOLT (SOLD AS PACK OF 4) (HURRICANE ITEM) |  |  |  | 219 |  | 0 | 0 | December | 2026
B0133 BAT DOOR | 001 | 013300000000 | 2026-12-15 | 0021001000 | BATTERY, AA (DOUBLE A) 1.5 VOLT (SOLD AS PACK OF 4) (HURRICANE ITEM) | 0021001000 - BATTERY, AA (DOUBLE A) 1.5 VOLT (SOLD AS PACK OF 4) (HURRICANE ITEM) |  |  |  | 203 |  | 0 | 0 | December | 2026
0052 FTU SA.6 | 001 | 000008092863 | 2026-07-01 00:06 | 1501001250 | FILTER, 14 X 24 X 1, PLEATED MDL 40 HI-CAP MERV 10 (14X24X1) | 1501001250 - FILTER, 14 X 24 X 1, PLEATED MDL 40 HI-CAP MERV 10 (14X24X1) |  |  |  | 1 |  | 0 | 0 | July | 2026
0052 FTU SA.6 | 001 | 000008092866 | 2026-07-01 00:06 | 1501001250 | FILTER, 14 X 24 X 1, PLEATED MDL 40 HI-CAP MERV 10 (14X24X1) | 1501001250 - FILTER, 14 X 24 X 1, PLEATED MDL 40 HI-CAP MERV 10 (14X24X1) |  |  |  | 1 |  | 0 | 0 | July | 2026
0052 FTU SA.6 | 001 | 000008092867 | 2026-07-01 00:06 | 1501001250 | FILTER, 14 X 24 X 1, PLEATED MDL 40 HI-CAP MERV 10 (14X24X1) | 1501001250 - FILTER, 14 X 24 X 1, PLEATED MDL 40 HI-CAP MERV 10 (14X24X1) |  |  |  | 1 |  | 0 | 0 | July | 2026
0052 FTU SA.6 | 001 | 000008092868 | 2026-07-01 00:06 | 1501001250 | FILTER, 14 X 24 X 1, PLEATED MDL 40 HI-CAP MERV 10 (14X24X1) | 1501001250 - FILTER, 14 X 24 X 1, PLEATED MDL 40 HI-CAP MERV 10 (14X24X1) |  |  |  | 1 |  | 0 | 0 | July | 2026
0052 FTU SA.6 | 001 | 000008092870 | 2026-07-01 00:06 | 1501001250 | FILTER, 14 X 24 X 1, PLEATED MDL 40 HI-CAP MERV 10 (14X24X1) | 1501001250 - FILTER, 14 X 24 X 1, PLEATED MDL 40 HI-CAP MERV 10 (14X24X1) |  |  |  | 1 |  | 0 | 0 | July | 2026
0052 FTU SA.6 | 001 | 000008092871 | 2026-07-01 00:06 | 1501001250 | FILTER, 14 X 24 X 1, PLEATED MDL 40 HI-CAP MERV 10 (14X24X1) | 1501001250 - FILTER, 14 X 24 X 1, PLEATED MDL 40 HI-CAP MERV 10 (14X24X1) |  |  |  | 1 |  | 0 | 0 | July | 2026
0052 FTU SA.6 | 001 | 000008092936 | 2026-07-01 00:06 | 1501001250 | FILTER, 14 X 24 X 1, PLEATED MDL 40 HI-CAP MERV 10 (14X24X1) | 1501001250 - FILTER, 14 X 24 X 1, PLEATED MDL 40 HI-CAP MERV 10 (14X24X1) |  |  |  | 1 |  | 0 | 0 | July | 2026
0052 FTU SA.6 | 001 | 000008092949 | 2026-07-01 00:06 | 1501001250 | FILTER, 14 X 24 X 1, PLEATED MDL 40 HI-CAP MERV 10 (14X24X1) | 1501001250 - FILTER, 14 X 24 X 1, PLEATED MDL 40 HI-CAP MERV 10 (14X24X1) |  |  |  | 1 |  | 0 | 0 | July | 2026
B0052 AHU11 Q | 001 | 000090014206 | 2026-07-01 00:14 | 1501001910 | FILTER, 20 X 25 X 2, PLEATED MDL 40 HI-CAP MERV 10 (20X25X2) | 1501001910 - FILTER, 20 X 25 X 2, PLEATED MDL 40 HI-CAP MERV 10 (20X25X2) |  |  |  | 3 |  | 0 | 0 | July | 2026
B0002 CRU Q-1 | 001 | 000000000345 | 2026-07-02 00:10 | 1501001122 | FILTER, 16 X 25 X 2, PLEATED MDL 40 HI-CAP MERV 10 (16X25X2) | 1501001122 - FILTER, 16 X 25 X 2, PLEATED MDL 40 HI-CAP MERV 10 (16X25X2) |  |  |  | 2 |  | 0 | 0 | July | 2026
B0002 CRU Q-1 | 001 | 000000000346 | 2026-07-02 00:10 | 1501001122 | FILTER, 16 X 25 X 2, PLEATED MDL 40 HI-CAP MERV 10 (16X25X2) | 1501001122 - FILTER, 16 X 25 X 2, PLEATED MDL 40 HI-CAP MERV 10 (16X25X2) |  |  |  | 2 |  | 0 | 0 | July | 2026
B0002 DAHU-1 Q | 001 | 000000000349 | 2026-07-04 00:10 | 1501001130 | FILTER, 20 X 25 X 1,PLEATED MDL 40 HI-CAP MERV 10 (20X25X1) | 1501001130 - FILTER, 20 X 25 X 1,PLEATED MDL 40 HI-CAP MERV 10 (20X25X1) |  |  |  | 1 |  | 0 | 0 | July | 2026
0052-FCU-4M | 001 | 000007091354 | 2026-07-08 00:06 | 1501002235 | FILTER, 30/30, DUAL 9, HIGH-CAPACITY, MERV 9, 16X20X2 | 1501002235 - FILTER, 30/30, DUAL 9, HIGH-CAPACITY, MERV 9, 16X20X2 |  |  |  | 2 |  | 0 | 0 | July | 2026
0052-FCU-4M | 001 | 000008092718 | 2026-07-08 00:06 | 1501002235 | FILTER, 30/30, DUAL 9, HIGH-CAPACITY, MERV 9, 16X20X2 | 1501002235 - FILTER, 30/30, DUAL 9, HIGH-CAPACITY, MERV 9, 16X20X2 |  |  |  | 2 |  | 0 | 0 | July | 2026
0052-FCU-4M | 001 | 000008092747 | 2026-07-08 00:06 | 1501002235 | FILTER, 30/30, DUAL 9, HIGH-CAPACITY, MERV 9, 16X20X2 | 1501002235 - FILTER, 30/30, DUAL 9, HIGH-CAPACITY, MERV 9, 16X20X2 |  |  |  | 2 |  | 0 | 0 | July | 2026
0052-FCU-4M | 001 | 000090014089 | 2026-07-08 00:06 | 1501001096 | FILTER, 3-7/8X19-1/4X1, **STUDENT UNION**, PLEATED MDL 40 HI-CAP MERV10 (3 7/8 X 19 1/4 X 1, 3.875X19.25X1) | 1501001096 - FILTER, 3-7/8X19-1/4X1, **STUDENT UNION**, PLEATED MDL 40 HI-CAP MERV10 (3 7/8 X 19 1/4 X 1, 3.875X19.25X1) |  |  |  | 2 |  | 4.294 | 8.588 | July | 2026
0052-FCU-4M | 001 | 000090014109 | 2026-07-08 00:06 | 1501001192 | FILTER, 23.75X26.5X1**SPECIAL USE - STUDENT UNION**, MERV 10, (23.-3/4X26-1/2X1, 23.75 X 26.5 X 1, 23-3/4 X 26-1/2 X 1) | 1501001192 - FILTER, 23.75X26.5X1**SPECIAL USE - STUDENT UNION**, MERV 10, (23.-3/4X26-1/2X1, 23.75 X 26.5 X 1, 23-3/4 X 26-1/2 X 1) |  |  |  | 2 |  | 0 | 0 | July | 2026
0052-FCU-4M | 001 | 000090014110 | 2026-07-08 00:06 | 1501001192 | FILTER, 23.75X26.5X1**SPECIAL USE - STUDENT UNION**, MERV 10, (23.-3/4X26-1/2X1, 23.75 X 26.5 X 1, 23-3/4 X 26-1/2 X 1) | 1501001192 - FILTER, 23.75X26.5X1**SPECIAL USE - STUDENT UNION**, MERV 10, (23.-3/4X26-1/2X1, 23.75 X 26.5 X 1, 23-3/4 X 26-1/2 X 1) |  |  |  | 2 |  | 0 | 0 | July | 2026
0052-FCU-4M | 001 | 000090014137 | 2026-07-08 00:06 | 1501001246 | FILTER, 18 X 20 X 2, PLEATED MDL 40 HI-CAP MERV 10 (18X20X2) | 1501001246 - FILTER, 18 X 20 X 2, PLEATED MDL 40 HI-CAP MERV 10 (18X20X2) |  |  |  | 2 |  | 3.5457 | 7.0914 | July | 2026
0052-FCU-4M | 001 | 000090014138 | 2026-07-08 00:06 | 1501001924 | FILTER, 16 X 22 X 1, PLEATED MDL 40 HI-CAP MERV 10 (16X22X1) | 1501001924 - FILTER, 16 X 22 X 1, PLEATED MDL 40 HI-CAP MERV 10 (16X22X1) |  |  |  | 2 |  | 6.8868 | 13.7736 | July | 2026
0052-FCU-4M | 001 | 000090014139 | 2026-07-08 00:06 | 1501001507 | FILTER, 16 INCH X 33 INCH X 1 INCH, PLEATED MDL 40 HI-CAP MERV 10 (16X33X1) | 1501001507 - FILTER, 16 INCH X 33 INCH X 1 INCH, PLEATED MDL 40 HI-CAP MERV 10 (16X33X1) |  |  |  | 1 |  | 8.6826 | 8.6826 | July | 2026
0052-FCU-4M | 001 | 000090014140 | 2026-07-08 00:06 | 1501001133 | FILTER, 20 X 20 X 1, PLEATED MDL 40 STANDARD MERV 10 (20X20X1) | 1501001133 - FILTER, 20 X 20 X 1, PLEATED MDL 40 STANDARD MERV 10 (20X20X1) |  |  |  | 2 |  | 0 | 0 | July | 2026
B8130-OAHU-Q | 001 | 000006094411 | 2026-07-08 00:23 | 1501002251 | FILTER, 30/30, DUAL 9, HIGH-CAPACITY, MERV 9, 22X36X2 | 1501002251 - FILTER, 30/30, DUAL 9, HIGH-CAPACITY, MERV 9, 22X36X2 |  |  |  | 2 |  | 34.92 | 69.84 | July | 2026
B8130-OAHU-Q | 001 | 000006094411 | 2026-07-08 00:23 | 1501002252 | FILTER, 30/30, DUAL 9, HIGH-CAPACITY, MERV 9, 30X36X2 | 1501002252 - FILTER, 30/30, DUAL 9, HIGH-CAPACITY, MERV 9, 30X36X2 |  |  |  | 2 |  | 47.08 | 94.16 | July | 2026
B8130-OAHU-Q | 001 | 000006094411 | 2026-07-08 00:23 | 1501002253 | FILTER, 30/30, DUAL 9, HIGH-CAPACITY, MERV 9, 22X36X4 | 1501002253 - FILTER, 30/30, DUAL 9, HIGH-CAPACITY, MERV 9, 22X36X4 |  |  |  | 2 |  | 47.9 | 95.8 | July | 2026
B8130-OAHU-Q | 001 | 000006094411 | 2026-07-08 00:23 | 1501003038 | FILTER, 30/30, DUAL 9, HIGH-CAPACITY, MERV 9, 22X29X2 | 1501003038 - FILTER, 30/30, DUAL 9, HIGH-CAPACITY, MERV 9, 22X29X2 |  |  |  | 2 |  | 0 | 0 | July | 2026
B8130-OAHU-Q | 001 | 000006094411 | 2026-07-08 00:23 | 1501003039 | FILTER, 30/30, DUAL 9, HIGH-CAPACITY, MERV 9, 22X29X4 | 1501003039 - FILTER, 30/30, DUAL 9, HIGH-CAPACITY, MERV 9, 22X29X4 |  |  |  | 2 |  | 0 | 0 | July | 2026
B0016A DAHU11 S | 001 | 000000005477 | 2026-07-09 00:11 | 1501001133 | FILTER, 20 X 20 X 1, PLEATED MDL 40 STANDARD MERV 10 (20X20X1) | 1501001133 - FILTER, 20 X 20 X 1, PLEATED MDL 40 STANDARD MERV 10 (20X20X1) |  |  |  | 5 |  | 0 | 0 | July | 2026
B0016A DAHU5 S | 001 | 000000005472 | 2026-07-10 00:12 | 1501001139 | FILTER, 16 X 20 X 1, PLEATED MDL 40 HI-CAP MERV 10 (16X20X1) (ACTUAL SIZE: 15-1/2"X19-1/2"X3/4") | 1501001139 - FILTER, 16 X 20 X 1, PLEATED MDL 40 HI-CAP MERV 10 (16X20X1) (ACTUAL SIZE: 15-1/2"X19-1/2"X3/4") |  |  |  | 1 |  | 0 | 0 | July | 2026
B0016A DAHU6 S | 001 | 000090002446 | 2026-07-10 00:12 | 1501001133 | FILTER, 20 X 20 X 1, PLEATED MDL 40 STANDARD MERV 10 (20X20X1) | 1501001133 - FILTER, 20 X 20 X 1, PLEATED MDL 40 STANDARD MERV 10 (20X20X1) |  |  |  | 1 |  | 0 | 0 | July | 2026
B0016A DAHU7 S | 001 | 000000005473 | 2026-07-10 00:12 | 1501001133 | FILTER, 20 X 20 X 1, PLEATED MDL 40 STANDARD MERV 10 (20X20X1) | 1501001133 - FILTER, 20 X 20 X 1, PLEATED MDL 40 STANDARD MERV 10 (20X20X1) |  |  |  | 1 |  | 0 | 0 | July | 2026
B0016A DAHU8 S | 001 | 000000005474 | 2026-07-10 00:12 | 1501001133 | FILTER, 20 X 20 X 1, PLEATED MDL 40 STANDARD MERV 10 (20X20X1) | 1501001133 - FILTER, 20 X 20 X 1, PLEATED MDL 40 STANDARD MERV 10 (20X20X1) |  |  |  | 3 |  | 0 | 0 | July | 2026
B0016A DAHU9 S | 001 | 000000005475 | 2026-07-10 00:12 | 1501001133 | FILTER, 20 X 20 X 1, PLEATED MDL 40 STANDARD MERV 10 (20X20X1) | 1501001133 - FILTER, 20 X 20 X 1, PLEATED MDL 40 STANDARD MERV 10 (20X20X1) |  |  |  | 1 |  | 0 | 0 | July | 2026
SPLY FAN Q-1 T4 | 001 | 000000309013 | 2026-07-10 00:31 | 1501001119 | FILTER, 24 X 24 X 2, PLEATED MDL 40 HI-CAP MERV 10 (24X24X2) | 1501001119 - FILTER, 24 X 24 X 2, PLEATED MDL 40 HI-CAP MERV 10 (24X24X2) |  |  |  | 9 |  | 0 | 0 | July | 2026
AHU-Q-SERV T4 | 001 | 000000314141 | 2026-07-11 00:10 | 1501001123 | FILTER, 16 X 20 X 2, PLEATED MDL 40 HI-CAP MERV 10 (16X20X2) | 1501001123 - FILTER, 16 X 20 X 2, PLEATED MDL 40 HI-CAP MERV 10 (16X20X2) |  |  |  | 3 |  | 0 | 0 | July | 2026
AHU-Q-SERV T4 | 001 | 000000314141 | 2026-07-11 00:10 | 1501003009 | FILTER, 14 INCH X 20 INCH X 2 INCH, PLEATED MDL 40 HI-CAP MERV 10 (14X20X2, 14 X 20 X 2) | 1501003009 - FILTER, 14 INCH X 20 INCH X 2 INCH, PLEATED MDL 40 HI-CAP MERV 10 (14X20X2, 14 X 20 X 2) |  |  |  | 3 |  | 0 | 0 | July | 2026
B0016A DAHU12 S | 001 | 000000005478 | 2026-07-11 00:11 | 1501001133 | FILTER, 20 X 20 X 1, PLEATED MDL 40 STANDARD MERV 10 (20X20X1) | 1501001133 - FILTER, 20 X 20 X 1, PLEATED MDL 40 STANDARD MERV 10 (20X20X1) |  |  |  | 4 |  | 0 | 0 | July | 2026
B0016A DAHU13 S | 001 | 000000005479 | 2026-07-11 00:11 | 1501001139 | FILTER, 16 X 20 X 1, PLEATED MDL 40 HI-CAP MERV 10 (16X20X1) (ACTUAL SIZE: 15-1/2"X19-1/2"X3/4") | 1501001139 - FILTER, 16 X 20 X 1, PLEATED MDL 40 HI-CAP MERV 10 (16X20X1) (ACTUAL SIZE: 15-1/2"X19-1/2"X3/4") |  |  |  | 1 |  | 0 | 0 | July | 2026
B0016A DAHU17 S | 001 | 000000006193 | 2026-07-11 00:11 | 1501001139 | FILTER, 16 X 20 X 1, PLEATED MDL 40 HI-CAP MERV 10 (16X20X1) (ACTUAL SIZE: 15-1/2"X19-1/2"X3/4") | 1501001139 - FILTER, 16 X 20 X 1, PLEATED MDL 40 HI-CAP MERV 10 (16X20X1) (ACTUAL SIZE: 15-1/2"X19-1/2"X3/4") |  |  |  | 1 |  | 0 | 0 | July | 2026
B0016A DAHU18 S | 001 | 000000005480 | 2026-07-11 00:11 | 1501001139 | FILTER, 16 X 20 X 1, PLEATED MDL 40 HI-CAP MERV 10 (16X20X1) (ACTUAL SIZE: 15-1/2"X19-1/2"X3/4") | 1501001139 - FILTER, 16 X 20 X 1, PLEATED MDL 40 HI-CAP MERV 10 (16X20X1) (ACTUAL SIZE: 15-1/2"X19-1/2"X3/4") |  |  |  | 1 |  | 0 | 0 | July | 2026
B0016A DAHU2 S | 001 | 000000005470 | 2026-07-11 00:12 | 1501001928 | FILTER, 20 X 22 X 1, PLEATED MDL 40 HI-CAP MERV 10 (20X22X1) | 1501001928 - FILTER, 20 X 22 X 1, PLEATED MDL 40 HI-CAP MERV 10 (20X22X1) |  |  |  | 1 |  | 1 | 1 | July | 2026
B0016A DAHU4 S | 001 | 000000005471 | 2026-07-11 00:12 | 1501001133 | FILTER, 20 X 20 X 1, PLEATED MDL 40 STANDARD MERV 10 (20X20X1) | 1501001133 - FILTER, 20 X 20 X 1, PLEATED MDL 40 STANDARD MERV 10 (20X20X1) |  |  |  | 1 |  | 0 | 0 | July | 2026
B0016A PU1 S | 001 | 000000005498 | 2026-07-11 00:12 | 1501001133 | FILTER, 20 X 20 X 1, PLEATED MDL 40 STANDARD MERV 10 (20X20X1) | 1501001133 - FILTER, 20 X 20 X 1, PLEATED MDL 40 STANDARD MERV 10 (20X20X1) |  |  |  | 1 |  | 0 | 0 | July | 2026
B8151 AHU 03M | 001 | 000006090330 | 2026-07-13 00:23 | 1501003009 | FILTER, 14 INCH X 20 INCH X 2 INCH, PLEATED MDL 40 HI-CAP MERV 10 (14X20X2, 14 X 20 X 2) | 1501003009 - FILTER, 14 INCH X 20 INCH X 2 INCH, PLEATED MDL 40 HI-CAP MERV 10 (14X20X2, 14 X 20 X 2) |  |  |  | 2 |  | 0 | 0 | July | 2026
B8119 AHU-1 Q | 001 | 000000309004 | 2026-07-15 00:22 | 1501001125 | FILTER, 12 X 24 X 2, PLEATED MDL 40 HI-CAP MERV 10 (12X24X2) | 1501001125 - FILTER, 12 X 24 X 2, PLEATED MDL 40 HI-CAP MERV 10 (12X24X2) |  |  |  | 6 |  | 0 | 0 | July | 2026
B8119 AHU-1 Q | 001 | 000000309004 | 2026-07-15 00:22 | 1501001119 | FILTER, 24 X 24 X 2, PLEATED MDL 40 HI-CAP MERV 10 (24X24X2) | 1501001119 - FILTER, 24 X 24 X 2, PLEATED MDL 40 HI-CAP MERV 10 (24X24X2) |  |  |  | 8 |  | 0 | 0 | July | 2026
B8119 AHU-3 Q | 001 | 000000309006 | 2026-07-15 00:22 | 1501001125 | FILTER, 12 X 24 X 2, PLEATED MDL 40 HI-CAP MERV 10 (12X24X2) | 1501001125 - FILTER, 12 X 24 X 2, PLEATED MDL 40 HI-CAP MERV 10 (12X24X2) |  |  |  | 6 |  | 0 | 0 | July | 2026
B8119 AHU-3 Q | 001 | 000000309006 | 2026-07-15 00:22 | 1501001119 | FILTER, 24 X 24 X 2, PLEATED MDL 40 HI-CAP MERV 10 (24X24X2) | 1501001119 - FILTER, 24 X 24 X 2, PLEATED MDL 40 HI-CAP MERV 10 (24X24X2) |  |  |  | 8 |  | 0 | 0 | July | 2026
B8130 RTU-12 Q | 001 | 000008091377 | 2026-07-15 00:23 | 1501001884 | FILTER, 10X18X1, PLEATED MDL 40 HI-CAP MERV 10 (10 X 18 X 1) | 1501001884 - FILTER, 10X18X1, PLEATED MDL 40 HI-CAP MERV 10 (10 X 18 X 1) |  |  |  | 1 |  | 0 | 0 | July | 2026
B8130 RTU-12 Q | 001 | 000008091377 | 2026-07-15 00:23 | 1501001111 | FILTER, 18 X 18 X 1, PLEATED MDL 40 HI-CAP MERV 10 (18X18X1) | 1501001111 - FILTER, 18 X 18 X 1, PLEATED MDL 40 HI-CAP MERV 10 (18X18X1) |  |  |  | 1 |  | 0 | 0 | July | 2026
B8130 RTU-30 Q | 001 | 000008091379 | 2026-07-15 00:23 | 1501001487 | FILTER, 30/30, DUAL 9, HIGH-CAPACITY, MERV 9, 20X35X2 | 1501001487 - FILTER, 30/30, DUAL 9, HIGH-CAPACITY, MERV 9, 20X35X2 |  |  |  | 2 |  | 0 | 0 | July | 2026
0150 FCU Q | 001 | 000000126018 | 2026-07-16 00:08 | 1501001125 | FILTER, 12 X 24 X 2, PLEATED MDL 40 HI-CAP MERV 10 (12X24X2) | 1501001125 - FILTER, 12 X 24 X 2, PLEATED MDL 40 HI-CAP MERV 10 (12X24X2) |  |  |  | 1 |  | 0 | 0 | July | 2026
0150 FCU Q | 001 | 000000126041 | 2026-07-16 00:08 | 1501001125 | FILTER, 12 X 24 X 2, PLEATED MDL 40 HI-CAP MERV 10 (12X24X2) | 1501001125 - FILTER, 12 X 24 X 2, PLEATED MDL 40 HI-CAP MERV 10 (12X24X2) |  |  |  | 1 |  | 0 | 0 | July | 2026
0150 FCU Q | 001 | 000000126064 | 2026-07-16 00:08 | 1501001125 | FILTER, 12 X 24 X 2, PLEATED MDL 40 HI-CAP MERV 10 (12X24X2) | 1501001125 - FILTER, 12 X 24 X 2, PLEATED MDL 40 HI-CAP MERV 10 (12X24X2) |  |  |  | 1 |  | 0 | 0 | July | 2026
B8130 RTU-7 Q | 001 | 000008091375 | 2026-07-16 00:23 | 1501001884 | FILTER, 10X18X1, PLEATED MDL 40 HI-CAP MERV 10 (10 X 18 X 1) | 1501001884 - FILTER, 10X18X1, PLEATED MDL 40 HI-CAP MERV 10 (10 X 18 X 1) |  |  |  | 1 |  | 0 | 0 | July | 2026
B8130 RTU-7 Q | 001 | 000008091375 | 2026-07-16 00:23 | 1501001111 | FILTER, 18 X 18 X 1, PLEATED MDL 40 HI-CAP MERV 10 (18X18X1) | 1501001111 - FILTER, 18 X 18 X 1, PLEATED MDL 40 HI-CAP MERV 10 (18X18X1) |  |  |  | 1 |  | 0 | 0 | July | 2026
SPLY FAN Q-1 BS | 001 | 000000001566 | 2026-07-16 00:31 | 1501001133 | FILTER, 20 X 20 X 1, PLEATED MDL 40 STANDARD MERV 10 (20X20X1) | 1501001133 - FILTER, 20 X 20 X 1, PLEATED MDL 40 STANDARD MERV 10 (20X20X1) |  |  |  | 1 |  | 0 | 0 | July | 2026
SPLY FAN Q-1 BS | 001 | 000000001567 | 2026-07-16 00:31 | 1501001133 | FILTER, 20 X 20 X 1, PLEATED MDL 40 STANDARD MERV 10 (20X20X1) | 1501001133 - FILTER, 20 X 20 X 1, PLEATED MDL 40 STANDARD MERV 10 (20X20X1) |  |  |  | 1 |  | 0 | 0 | July | 2026
B0007C AHU-8 Q | 001 | 000000001521 | 2026-07-17 00:11 | 1501001122 | FILTER, 16 X 25 X 2, PLEATED MDL 40 HI-CAP MERV 10 (16X25X2) | 1501001122 - FILTER, 16 X 25 X 2, PLEATED MDL 40 HI-CAP MERV 10 (16X25X2) |  |  |  | 4 |  | 0 | 0 | July | 2026
B0007C AHU-8 Q | 001 | 000000001521 | 2026-07-17 00:11 | 1501001123 | FILTER, 16 X 20 X 2, PLEATED MDL 40 HI-CAP MERV 10 (16X20X2) | 1501001123 - FILTER, 16 X 20 X 2, PLEATED MDL 40 HI-CAP MERV 10 (16X20X2) |  |  |  | 2 |  | 0 | 0 | July | 2026
B8119 AHU-2 Q | 001 | 000000309005 | 2026-07-17 00:22 | 1501001125 | FILTER, 12 X 24 X 2, PLEATED MDL 40 HI-CAP MERV 10 (12X24X2) | 1501001125 - FILTER, 12 X 24 X 2, PLEATED MDL 40 HI-CAP MERV 10 (12X24X2) |  |  |  | 6 |  | 0 | 0 | July | 2026
B8119 AHU-2 Q | 001 | 000000309005 | 2026-07-17 00:22 | 1501001119 | FILTER, 24 X 24 X 2, PLEATED MDL 40 HI-CAP MERV 10 (24X24X2) | 1501001119 - FILTER, 24 X 24 X 2, PLEATED MDL 40 HI-CAP MERV 10 (24X24X2) |  |  |  | 8 |  | 0 | 0 | July | 2026
B8119 AHU-4 Q | 001 | 000000309007 | 2026-07-17 00:22 | 1501001125 | FILTER, 12 X 24 X 2, PLEATED MDL 40 HI-CAP MERV 10 (12X24X2) | 1501001125 - FILTER, 12 X 24 X 2, PLEATED MDL 40 HI-CAP MERV 10 (12X24X2) |  |  |  | 6 |  | 0 | 0 | July | 2026
B8119 AHU-4 Q | 001 | 000000309007 | 2026-07-17 00:22 | 1501001119 | FILTER, 24 X 24 X 2, PLEATED MDL 40 HI-CAP MERV 10 (24X24X2) | 1501001119 - FILTER, 24 X 24 X 2, PLEATED MDL 40 HI-CAP MERV 10 (24X24X2) |  |  |  | 8 |  | 0 | 0 | July | 2026
B0007G AHU-11 Q | 001 | 000000001681 | 2026-07-23 00:11 | 1501002234 | FILTER, 30/30, DUAL 9, HIGH-CAPACITY, MERV 9, 24X24X2 | 1501002234 - FILTER, 30/30, DUAL 9, HIGH-CAPACITY, MERV 9, 24X24X2 |  |  |  | 4 |  | 0 | 0 | July | 2026
B0007G AHU-11 Q | 001 | 000000001681 | 2026-07-23 00:11 | 1501002233 | FILTER, 30/30, DUAL 9, HIGH-CAPACITY, MERV 9, 20X24X2 | 1501002233 - FILTER, 30/30, DUAL 9, HIGH-CAPACITY, MERV 9, 20X24X2 |  |  |  | 4 |  | 0 | 0 | July | 2026
B0007G AHU-11 Q | 001 | 000000001681 | 2026-07-23 00:11 | 1501001122 | FILTER, 16 X 25 X 2, PLEATED MDL 40 HI-CAP MERV 10 (16X25X2) | 1501001122 - FILTER, 16 X 25 X 2, PLEATED MDL 40 HI-CAP MERV 10 (16X25X2) |  |  |  | 4 |  | 0 | 0 | July | 2026
B0007F AHU-1 Q | 001 | 000000001662 | 2026-07-24 00:11 | 1501001619 | FILTER, 15 X 20 X 2, PLEATED MDL 40 HI-CAP MERV 10 (15X20X2) | 1501001619 - FILTER, 15 X 20 X 2, PLEATED MDL 40 HI-CAP MERV 10 (15X20X2) |  |  |  | 8 |  | 3.71 | 29.68 | July | 2026
B0020 FCU Q-1 | 001 | 000000013116 | 2026-08-01 00:12 | 1501001529 | FILTER, 8.875 X 61.125 X 1, PLEATED MDL 40 HI-CAP MERV 10 (8 7/8 X 61 1/8 X1, 8 7/8X61 1/8X1, 8.875X61.125X1) | 1501001529 - FILTER, 8.875 X 61.125 X 1, PLEATED MDL 40 HI-CAP MERV 10 (8 7/8 X 61 1/8 X1, 8 7/8X61 1/8X1, 8.875X61.125X1) |  |  |  | 1 |  | 16.89 | 16.89 | August | 2026
B0020 FCU Q-1 | 001 | 000006094786 | 2026-08-01 00:12 | 1501001125 | FILTER, 12 X 24 X 2, PLEATED MDL 40 HI-CAP MERV 10 (12X24X2) | 1501001125 - FILTER, 12 X 24 X 2, PLEATED MDL 40 HI-CAP MERV 10 (12X24X2) |  |  |  | 1 |  | 0 | 0 | August | 2026
B0020 FCU Q-1 | 001 | 000006094787 | 2026-08-01 00:12 | 1501001125 | FILTER, 12 X 24 X 2, PLEATED MDL 40 HI-CAP MERV 10 (12X24X2) | 1501001125 - FILTER, 12 X 24 X 2, PLEATED MDL 40 HI-CAP MERV 10 (12X24X2) |  |  |  | 1 |  | 0 | 0 | August | 2026
B0020 FCU Q-1 | 001 | 000006094792 | 2026-08-01 00:12 | 1501001125 | FILTER, 12 X 24 X 2, PLEATED MDL 40 HI-CAP MERV 10 (12X24X2) | 1501001125 - FILTER, 12 X 24 X 2, PLEATED MDL 40 HI-CAP MERV 10 (12X24X2) |  |  |  | 1 |  | 0 | 0 | August | 2026
B0020 FCU Q-1 | 001 | 000006094786 | 2026-08-01 00:12 | 1501001190 | FILTER, 12 X 12 X 2, PLEATED MDL 40 HI-CAP MERV 10 (12X12X2) | 1501001190 - FILTER, 12 X 12 X 2, PLEATED MDL 40 HI-CAP MERV 10 (12X12X2) |  |  |  | 1 |  | 3.6574 | 3.6574 | August | 2026
B0020 FCU Q-1 | 001 | 000006094787 | 2026-08-01 00:12 | 1501001190 | FILTER, 12 X 12 X 2, PLEATED MDL 40 HI-CAP MERV 10 (12X12X2) | 1501001190 - FILTER, 12 X 12 X 2, PLEATED MDL 40 HI-CAP MERV 10 (12X12X2) |  |  |  | 1 |  | 3.6574 | 3.6574 | August | 2026
B0020 FCU Q-1 | 001 | 000006094792 | 2026-08-01 00:12 | 1501001190 | FILTER, 12 X 12 X 2, PLEATED MDL 40 HI-CAP MERV 10 (12X12X2) | 1501001190 - FILTER, 12 X 12 X 2, PLEATED MDL 40 HI-CAP MERV 10 (12X12X2) |  |  |  | 1 |  | 3.6574 | 3.6574 | August | 2026
0052 FTU SA.1 | 001 | 000008091943 | 2026-08-05 00:06 | 1501001250 | FILTER, 14 X 24 X 1, PLEATED MDL 40 HI-CAP MERV 10 (14X24X1) | 1501001250 - FILTER, 14 X 24 X 1, PLEATED MDL 40 HI-CAP MERV 10 (14X24X1) |  |  |  | 1 |  | 0 | 0 | August | 2026
0052 FTU SA.1 | 001 | 000008092594 | 2026-08-05 00:06 | 1501001250 | FILTER, 14 X 24 X 1, PLEATED MDL 40 HI-CAP MERV 10 (14X24X1) | 1501001250 - FILTER, 14 X 24 X 1, PLEATED MDL 40 HI-CAP MERV 10 (14X24X1) |  |  |  | 1 |  | 0 | 0 | August | 2026
0052 FTU SA.1 | 001 | 000008092595 | 2026-08-05 00:06 | 1501001250 | FILTER, 14 X 24 X 1, PLEATED MDL 40 HI-CAP MERV 10 (14X24X1) | 1501001250 - FILTER, 14 X 24 X 1, PLEATED MDL 40 HI-CAP MERV 10 (14X24X1) |  |  |  | 1 |  | 0 | 0 | August | 2026
0052 FTU SA.1 | 001 | 000008092596 | 2026-08-05 00:06 | 1501001250 | FILTER, 14 X 24 X 1, PLEATED MDL 40 HI-CAP MERV 10 (14X24X1) | 1501001250 - FILTER, 14 X 24 X 1, PLEATED MDL 40 HI-CAP MERV 10 (14X24X1) |  |  |  | 1 |  | 0 | 0 | August | 2026
0052 FTU SA.1 | 001 | 000008092597 | 2026-08-05 00:06 | 1501001250 | FILTER, 14 X 24 X 1, PLEATED MDL 40 HI-CAP MERV 10 (14X24X1) | 1501001250 - FILTER, 14 X 24 X 1, PLEATED MDL 40 HI-CAP MERV 10 (14X24X1) |  |  |  | 1 |  | 0 | 0 | August | 2026
0052 FTU SA.1 | 001 | 000008092598 | 2026-08-05 00:06 | 1501001250 | FILTER, 14 X 24 X 1, PLEATED MDL 40 HI-CAP MERV 10 (14X24X1) | 1501001250 - FILTER, 14 X 24 X 1, PLEATED MDL 40 HI-CAP MERV 10 (14X24X1) |  |  |  | 1 |  | 0 | 0 | August | 2026
0052 FTU SA.1 | 001 | 000006090131 | 2026-08-05 00:06 | 1501001250 | FILTER, 14 X 24 X 1, PLEATED MDL 40 HI-CAP MERV 10 (14X24X1) | 1501001250 - FILTER, 14 X 24 X 1, PLEATED MDL 40 HI-CAP MERV 10 (14X24X1) |  |  |  | 1 |  | 0 | 0 | August | 2026
B0020 AHU TF-Q | 001 | 000090014011 | 2026-08-05 00:12 | 1501001125 | FILTER, 12 X 24 X 2, PLEATED MDL 40 HI-CAP MERV 10 (12X24X2) | 1501001125 - FILTER, 12 X 24 X 2, PLEATED MDL 40 HI-CAP MERV 10 (12X24X2) |  |  |  | 2 |  | 0 | 0 | August | 2026
B0020 AHU TF-Q | 001 | 000090014011 | 2026-08-05 00:12 | 1501001119 | FILTER, 24 X 24 X 2, PLEATED MDL 40 HI-CAP MERV 10 (24X24X2) | 1501001119 - FILTER, 24 X 24 X 2, PLEATED MDL 40 HI-CAP MERV 10 (24X24X2) |  |  |  | 4 |  | 0 | 0 | August | 2026
B0020 AHU-1 SA | 001 | 000000013002 | 2026-08-05 00:12 | 1501001318 | BELT, #5VX530 | 1501001318 - BELT, #5VX530 |  |  |  | 2 |  | 17.3434 | 34.6868 | August | 2026
B0020 AHU-1 SA | 001 | 000000013002 | 2026-08-05 00:12 | 1501002202 | FILTER, BAG, 24X12X12, HEIGHT X WIDTH X DEPTH, (VERTICAL CONFIGURATION), MERV14A, CAMFIL 5P, 405619C12 | 1501002202 - FILTER, BAG, 24X12X12, HEIGHT X WIDTH X DEPTH, (VERTICAL CONFIGURATION), MERV14A, CAMFIL 5P, 405619C12 |  |  |  | 2 |  | 0 | 0 | August | 2026
B0020 AHU-1 SA | 001 | 000000013002 | 2026-08-05 00:12 | 1501002210 | FILTER, BAG, 24X24X12, MERV14A, CAMFIL 10P, 405619A12 | 1501002210 - FILTER, BAG, 24X24X12, MERV14A, CAMFIL 10P, 405619A12 |  |  |  | 8 |  | 0 | 0 | August | 2026
B0020 AHU-1 SA | 001 | 000000013002 | 2026-08-05 00:12 | 1501001119 | FILTER, 24 X 24 X 2, PLEATED MDL 40 HI-CAP MERV 10 (24X24X2) | 1501001119 - FILTER, 24 X 24 X 2, PLEATED MDL 40 HI-CAP MERV 10 (24X24X2) |  |  |  | 8 |  | 0 | 0 | August | 2026
B0020 AHU-1 SA | 001 | 000000013002 | 2026-08-05 00:12 | 1501001125 | FILTER, 12 X 24 X 2, PLEATED MDL 40 HI-CAP MERV 10 (12X24X2) | 1501001125 - FILTER, 12 X 24 X 2, PLEATED MDL 40 HI-CAP MERV 10 (12X24X2) |  |  |  | 2 |  | 0 | 0 | August | 2026
B0020 AHU-1 SA | 001 | 000000013002 | 2026-08-05 00:12 | 1501001337 | BELT, #5VX1180 | 1501001337 - BELT, #5VX1180 |  |  |  | 2 |  | 34.3853 | 68.7706 | August | 2026
B8126 AHU-1 SA | 001 | 000000314024 | 2026-08-05 00:23 | 1501002231 | FILTER, 30/30, DUAL 9, HIGH-CAPACITY, MERV 9, 12X24X2 | 1501002231 - FILTER, 30/30, DUAL 9, HIGH-CAPACITY, MERV 9, 12X24X2 |  |  |  | 4 |  | 0 | 0 | August | 2026
B8126 AHU-1 SA | 001 | 000000314024 | 2026-08-05 00:23 | 1501002233 | FILTER, 30/30, DUAL 9, HIGH-CAPACITY, MERV 9, 20X24X2 | 1501002233 - FILTER, 30/30, DUAL 9, HIGH-CAPACITY, MERV 9, 20X24X2 |  |  |  | 4 |  | 0 | 0 | August | 2026
B8126 AHU-1 SA | 001 | 000000314024 | 2026-08-05 00:23 | 1501002234 | FILTER, 30/30, DUAL 9, HIGH-CAPACITY, MERV 9, 24X24X2 | 1501002234 - FILTER, 30/30, DUAL 9, HIGH-CAPACITY, MERV 9, 24X24X2 |  |  |  | 4 |  | 0 | 0 | August | 2026
B8126 AHU-2 S | 001 | 000000314060 | 2026-08-05 00:23 | 1501002233 | FILTER, 30/30, DUAL 9, HIGH-CAPACITY, MERV 9, 20X24X2 | 1501002233 - FILTER, 30/30, DUAL 9, HIGH-CAPACITY, MERV 9, 20X24X2 |  |  |  | 4 |  | 0 | 0 | August | 2026
B8126 AHU-2 S | 001 | 000000314060 | 2026-08-05 00:23 | 1501002234 | FILTER, 30/30, DUAL 9, HIGH-CAPACITY, MERV 9, 24X24X2 | 1501002234 - FILTER, 30/30, DUAL 9, HIGH-CAPACITY, MERV 9, 24X24X2 |  |  |  | 8 |  | 0 | 0 | August | 2026
B8126 AHU-3 SA | 001 | 000000314097 | 2026-08-05 00:23 | 1501002233 | FILTER, 30/30, DUAL 9, HIGH-CAPACITY, MERV 9, 20X24X2 | 1501002233 - FILTER, 30/30, DUAL 9, HIGH-CAPACITY, MERV 9, 20X24X2 |  |  |  | 12 |  | 0 | 0 | August | 2026
B016C ICEMKR SA | 001 | 000000006196 | 2026-08-06 00:20 | 1501001496 | FILTER ELEMENT (FXUSC) FOR GE SMART (GXWH04F) / FILTER ELEMENT (FXUSC) FOR GE SMART (GXWH04F) | 1501001496 - FILTER ELEMENT (FXUSC) FOR GE SMART (GXWH04F) / FILTER ELEMENT (FXUSC) FOR GE SMART (GXWH04F) |  |  |  | 1 |  | 12.465 | 12.465 | August | 2026
B8126 AHU-4 SA | 001 | 000000314126 | 2026-08-06 00:23 | 1501002233 | FILTER, 30/30, DUAL 9, HIGH-CAPACITY, MERV 9, 20X24X2 | 1501002233 - FILTER, 30/30, DUAL 9, HIGH-CAPACITY, MERV 9, 20X24X2 |  |  |  | 8 |  | 0 | 0 | August | 2026
B8126 AHU-4 SA | 001 | 000000314126 | 2026-08-06 00:23 | 1501002234 | FILTER, 30/30, DUAL 9, HIGH-CAPACITY, MERV 9, 24X24X2 | 1501002234 - FILTER, 30/30, DUAL 9, HIGH-CAPACITY, MERV 9, 24X24X2 |  |  |  | 4 |  | 0 | 0 | August | 2026
B8126 AHU-5 SA | 001 | 000000314137 | 2026-08-06 00:23 | 1501002233 | FILTER, 30/30, DUAL 9, HIGH-CAPACITY, MERV 9, 20X24X2 | 1501002233 - FILTER, 30/30, DUAL 9, HIGH-CAPACITY, MERV 9, 20X24X2 |  |  |  | 8 |  | 0 | 0 | August | 2026
B8126 AHU-5 SA | 001 | 000000314137 | 2026-08-06 00:23 | 1501002234 | FILTER, 30/30, DUAL 9, HIGH-CAPACITY, MERV 9, 24X24X2 | 1501002234 - FILTER, 30/30, DUAL 9, HIGH-CAPACITY, MERV 9, 24X24X2 |  |  |  | 4 |  | 0 | 0 | August | 2026
B0005 AHU-4 Q1 | 001 | 000008092495 | 2026-08-07 00:11 | 1501002237 | FILTER, 30/30, DUAL 9, HIGH-CAPACITY, MERV 9, 20X25X2 | 1501002237 - FILTER, 30/30, DUAL 9, HIGH-CAPACITY, MERV 9, 20X25X2 |  |  |  | 2 |  | 16.46 | 32.92 | August | 2026
B0005 AHU-4 Q1 | 001 | 000008092495 | 2026-08-07 00:11 | 1501002236 | FILTER, 30/30, DUAL 9, HIGH-CAPACITY, MERV 9, 16X25X2 | 1501002236 - FILTER, 30/30, DUAL 9, HIGH-CAPACITY, MERV 9, 16X25X2 |  |  |  | 4 |  | 0 | 0 | August | 2026
B8130 AHU S-9 | 001 | 000090003429 | 2026-08-07 00:23 | 1501001881 | FILTER, 22 X 24 X 1, PLEATED MDL 40 HI-CAP MERV 10 (22X24X1) | 1501001881 - FILTER, 22 X 24 X 1, PLEATED MDL 40 HI-CAP MERV 10 (22X24X1) |  |  |  | 1 |  | 0 | 0 | August | 2026
B0121 CRU Q-1 | 001 | 000000110531 | 2026-08-08 00:18 | 1501001120 | FILTER, 20 X 25 X 4, PLEATED MDL 40 HI-CAP MERV 10 (20X25X4) | 1501001120 - FILTER, 20 X 25 X 4, PLEATED MDL 40 HI-CAP MERV 10 (20X25X4) |  |  |  | 2 |  | 0 | 0 | August | 2026
B0121 CRU Q-1 | 001 | 000000110532 | 2026-08-08 00:18 | 1501001120 | FILTER, 20 X 25 X 4, PLEATED MDL 40 HI-CAP MERV 10 (20X25X4) | 1501001120 - FILTER, 20 X 25 X 4, PLEATED MDL 40 HI-CAP MERV 10 (20X25X4) |  |  |  | 2 |  | 0 | 0 | August | 2026
B0014 AHU-2 Q | 001 | 000000010001 | 2026-08-12 00:11 | 1501001120 | FILTER, 20 X 25 X 4, PLEATED MDL 40 HI-CAP MERV 10 (20X25X4) | 1501001120 - FILTER, 20 X 25 X 4, PLEATED MDL 40 HI-CAP MERV 10 (20X25X4) |  |  |  | 12 |  | 0 | 0 | August | 2026
B0014 AHU-2 Q | 001 | 000000010001 | 2026-08-12 00:11 | 1501001559 | FILTER, 16 X 20 X 4, PLEATED MDL 40 HI-CAP MERV 10 (16X20X4) | 1501001559 - FILTER, 16 X 20 X 4, PLEATED MDL 40 HI-CAP MERV 10 (16X20X4) |  |  |  | 1 |  | 0 | 0 | August | 2026
B0014 AHU-2 Q | 001 | 000000010001 | 2026-08-12 00:11 | 1501001911 | FILTER, 16 X 25 X 4, PLEATED MDL 40 HI-CAP MERV 10 (16X25X4) | 1501001911 - FILTER, 16 X 25 X 4, PLEATED MDL 40 HI-CAP MERV 10 (16X25X4) |  |  |  | 4 |  | 0 | 0 | August | 2026
B0127 FCU Q | 001 | 000000115029 | 2026-08-12 00:19 | 1501001882 | FILTER, 14 X 35 X 1, PLEATED MDL 40 HI-CAP MERV 10 (14X35X1, 35X14X1) | 1501001882 - FILTER, 14 X 35 X 1, PLEATED MDL 40 HI-CAP MERV 10 (14X35X1, 35X14X1) |  |  |  | 1 |  | 9.83 | 9.83 | August | 2026
B8130-OAHU-Q | 001 | 000006094411 | 2026-08-12 00:23 | 1501002251 | FILTER, 30/30, DUAL 9, HIGH-CAPACITY, MERV 9, 22X36X2 | 1501002251 - FILTER, 30/30, DUAL 9, HIGH-CAPACITY, MERV 9, 22X36X2 |  |  |  | 2 |  | 34.92 | 69.84 | August | 2026
B8130-OAHU-Q | 001 | 000006094411 | 2026-08-12 00:23 | 1501002252 | FILTER, 30/30, DUAL 9, HIGH-CAPACITY, MERV 9, 30X36X2 | 1501002252 - FILTER, 30/30, DUAL 9, HIGH-CAPACITY, MERV 9, 30X36X2 |  |  |  | 2 |  | 47.08 | 94.16 | August | 2026
B8130-OAHU-Q | 001 | 000006094411 | 2026-08-12 00:23 | 1501002253 | FILTER, 30/30, DUAL 9, HIGH-CAPACITY, MERV 9, 22X36X4 | 1501002253 - FILTER, 30/30, DUAL 9, HIGH-CAPACITY, MERV 9, 22X36X4 |  |  |  | 2 |  | 47.9 | 95.8 | August | 2026
B8130-OAHU-Q | 001 | 000006094411 | 2026-08-12 00:23 | 1501003038 | FILTER, 30/30, DUAL 9, HIGH-CAPACITY, MERV 9, 22X29X2 | 1501003038 - FILTER, 30/30, DUAL 9, HIGH-CAPACITY, MERV 9, 22X29X2 |  |  |  | 2 |  | 0 | 0 | August | 2026
B8130-OAHU-Q | 001 | 000006094411 | 2026-08-12 00:23 | 1501003039 | FILTER, 30/30, DUAL 9, HIGH-CAPACITY, MERV 9, 22X29X4 | 1501003039 - FILTER, 30/30, DUAL 9, HIGH-CAPACITY, MERV 9, 22X29X4 |  |  |  | 2 |  | 0 | 0 | August | 2026
B0016D DAHU4 S | 001 | 000090009462 | 2026-08-14 00:12 | 1501001133 | FILTER, 20 X 20 X 1, PLEATED MDL 40 STANDARD MERV 10 (20X20X1) | 1501001133 - FILTER, 20 X 20 X 1, PLEATED MDL 40 STANDARD MERV 10 (20X20X1) |  |  |  | 1 |  | 0 | 0 | August | 2026
B0016D DAHU2 S | 001 | 000090009460 | 2026-08-15 00:12 | 1501001133 | FILTER, 20 X 20 X 1, PLEATED MDL 40 STANDARD MERV 10 (20X20X1) | 1501001133 - FILTER, 20 X 20 X 1, PLEATED MDL 40 STANDARD MERV 10 (20X20X1) |  |  |  | 1 |  | 0 | 0 | August | 2026
B0016D DAHU3 S | 001 | 000090009461 | 2026-08-15 00:12 | 1501001133 | FILTER, 20 X 20 X 1, PLEATED MDL 40 STANDARD MERV 10 (20X20X1) | 1501001133 - FILTER, 20 X 20 X 1, PLEATED MDL 40 STANDARD MERV 10 (20X20X1) |  |  |  | 1 |  | 0 | 0 | August | 2026
B0001 DX-PU-Q | 001 | 000000000149 | 2026-08-19 00:10 | 1501001133 | FILTER, 20 X 20 X 1, PLEATED MDL 40 STANDARD MERV 10 (20X20X1) | 1501001133 - FILTER, 20 X 20 X 1, PLEATED MDL 40 STANDARD MERV 10 (20X20X1) |  |  |  | 1 |  | 0 | 0 | August | 2026
B0020 AHU-5 A | 001 | 000000013006 | 2026-08-19 00:12 | 1501002239 | FILTER, 30/30, DUAL 9, HIGH-CAPACITY, MERV 9, 12X24X4 | 1501002239 - FILTER, 30/30, DUAL 9, HIGH-CAPACITY, MERV 9, 12X24X4 |  |  |  | 4 |  | 21.2707 | 85.0828 | August | 2026
B0020 AHU-5 A | 001 | 000000013006 | 2026-08-19 00:12 | 1501002247 | FILTER, 30/30, DUAL 9, HIGH-CAPACITY, MERV 9, 24X24X4 | 1501002247 - FILTER, 30/30, DUAL 9, HIGH-CAPACITY, MERV 9, 24X24X4 |  |  |  | 12 |  | 0 | 0 | August | 2026
B0020 AHU-5 A | 001 | 000000013006 | 2026-08-19 00:12 | 1501001180 | FILTER, *SPECIAL USE*, MERV 14, 12X24X12,METAL FRAME, DOUBLE HEADER, 331-300-102, 1060300-102 (12 X 24 X 12, 24X12X12, 24 X 12 X 12) | 1501001180 - FILTER, *SPECIAL USE*, MERV 14, 12X24X12,METAL FRAME, DOUBLE HEADER, 331-300-102, 1060300-102 (12 X 24 X 12, 24X12X12, 24 X 12 X 12) |  |  |  | 4 |  | 48.132 | 192.528 | August | 2026
B0020 AHU-5 A | 001 | 000000013006 | 2026-08-19 00:12 | 1501001181 | FILTER, *SPECIAL USE*, MERV 14, 24X24X12, METAL FRAME, DOUBLE HEADER, 331-300-101, 1060300-101 (24 X 24 X 12) | 1501001181 - FILTER, *SPECIAL USE*, MERV 14, 24X24X12, METAL FRAME, DOUBLE HEADER, 331-300-101, 1060300-101 (24 X 24 X 12) |  |  |  | 12 |  | 183.0217 | 2196.2604 | August | 2026
B0016C DAHU1 Q | 001 | 000000006478 | 2026-08-20 00:12 | 1501001159 | FILTER, 16X20X1 (ACTUAL SIZE) **SPECIAL FILTER FOR B0016C** DAHU-1, MERV 10 | 1501001159 - FILTER, 16X20X1 (ACTUAL SIZE) **SPECIAL FILTER FOR B0016C** DAHU-1, MERV 10 |  |  |  | 1 |  | 0 | 0 | August | 2026
B0016D DAHU1 S | 001 | 000090009459 | 2026-08-20 00:12 | 1501001133 | FILTER, 20 X 20 X 1, PLEATED MDL 40 STANDARD MERV 10 (20X20X1) | 1501001133 - FILTER, 20 X 20 X 1, PLEATED MDL 40 STANDARD MERV 10 (20X20X1) |  |  |  | 1 |  | 0 | 0 | August | 2026
B0007C- FCU- Q | 001 | 000090009474 | 2026-08-21 00:11 | 1501001133 | FILTER, 20 X 20 X 1, PLEATED MDL 40 STANDARD MERV 10 (20X20X1) | 1501001133 - FILTER, 20 X 20 X 1, PLEATED MDL 40 STANDARD MERV 10 (20X20X1) |  |  |  | 1 |  | 0 | 0 | August | 2026
B0002 AHU-2A | 001 | 000000000201 | 2026-09-02 00:10 | 1501001244 | VISKON AUTOROLL, 44-1/2 AAF, POLY W/SCRIM FILTER | 1501001244 - VISKON AUTOROLL, 44-1/2 AAF, POLY W/SCRIM FILTER |  |  |  | 1 |  | 151.955 | 151.955 | September | 2026
B0002 AHU-2A | 001 | 000000000201 | 2026-09-02 00:10 | 1501001441 | BELT, #BX-98, BX98 (COG TYPE) | 1501001441 - BELT, #BX-98, BX98 (COG TYPE) |  |  |  | 2 |  | 19.768 | 39.536 | September | 2026
B0002 AHU-5A | 001 | 000000000204 | 2026-09-02 00:10 | 1501001147 | FILTER, 18 X 24 X 2, PLEATED MDL 40 HI-CAP MERV 10 (18X24X2) | 1501001147 - FILTER, 18 X 24 X 2, PLEATED MDL 40 HI-CAP MERV 10 (18X24X2) |  |  |  | 1 |  | 0 | 0 | September | 2026
B0002 AHU-5A | 001 | 000000000204 | 2026-09-02 00:10 | 1501001354 | BELT, #AX-41, AX41 (COG TYPE) | 1501001354 - BELT, #AX-41, AX41 (COG TYPE) |  |  |  | 1 |  | 11.392 | 11.392 | September | 2026
B0016F-RTU Q | 001 | 000090010056 | 2026-09-02 00:12 | 1501001147 | FILTER, 18 X 24 X 2, PLEATED MDL 40 HI-CAP MERV 10 (18X24X2) | 1501001147 - FILTER, 18 X 24 X 2, PLEATED MDL 40 HI-CAP MERV 10 (18X24X2) |  |  |  | 9 |  | 0 | 0 | September | 2026
B0121 EF RF B.1 | 001 | 000000110698 | 2026-09-02 00:18 | 1501001336 | BELT, #5VX1060 | 1501001336 - BELT, #5VX1060 |  |  |  | 1 |  | 0 | 0 | September | 2026
B0121 EF RF B.1 | 001 | 000000110699 | 2026-09-02 00:18 | 1501001336 | BELT, #5VX1060 | 1501001336 - BELT, #5VX1060 |  |  |  | 1 |  | 0 | 0 | September | 2026
B0121 EF RF B.1 | 001 | 000000110700 | 2026-09-02 00:18 | 1501001336 | BELT, #5VX1060 | 1501001336 - BELT, #5VX1060 |  |  |  | 1 |  | 0 | 0 | September | 2026
B0121 EF RF B.1 | 001 | 000000110704 | 2026-09-02 00:18 | 1501001336 | BELT, #5VX1060 | 1501001336 - BELT, #5VX1060 |  |  |  | 1 |  | 0 | 0 | September | 2026
B0002 AHU 3-1 A | 001 | 000007092019 | 2026-09-03 00:10 | 1501002204 | FILTER, BAG, 20X20X12, MERV14A, CAMFIL 8P, 405619D12 (REPLACES 1501001202) | 1501002204 - FILTER, BAG, 20X20X12, MERV14A, CAMFIL 8P, 405619D12 (REPLACES 1501001202) |  |  |  | 12 |  | 0 | 0 | September | 2026
B0002 AHU 3-2 A | 001 | 000007092020 | 2026-09-03 00:10 | 1501002204 | FILTER, BAG, 20X20X12, MERV14A, CAMFIL 8P, 405619D12 (REPLACES 1501001202) | 1501002204 - FILTER, BAG, 20X20X12, MERV14A, CAMFIL 8P, 405619D12 (REPLACES 1501001202) |  |  |  | 9 |  | 0 | 0 | September | 2026
B0002 AHU 3-2 A | 001 | 000007092020 | 2026-09-03 00:10 | 1501002206 | FILTER, BAG, 20X24X12, HEIGHT X WIDTH X DEPTH, (HORIZONTAL CONFIGURATION), MERV14A, CAMFIL 10P, 405619E12 (REPLACES 1501003005) | 1501002206 - FILTER, BAG, 20X24X12, HEIGHT X WIDTH X DEPTH, (HORIZONTAL CONFIGURATION), MERV14A, CAMFIL 10P, 405619E12 (REPLACES 1501003005) |  |  |  | 6 |  | 0 | 0 | September | 2026
B0002 AHU-1A | 001 | 000000000200 | 2026-09-03 00:10 | 1501001244 | VISKON AUTOROLL, 44-1/2 AAF, POLY W/SCRIM FILTER | 1501001244 - VISKON AUTOROLL, 44-1/2 AAF, POLY W/SCRIM FILTER |  |  |  | 1 |  | 151.955 | 151.955 | September | 2026
B0002 AHU-1A | 001 | 000000000200 | 2026-09-03 00:10 | 1501001442 | BELT, #BX-100, BX100 (COG TYPE) | 1501001442 - BELT, #BX-100, BX100 (COG TYPE) |  |  |  | 2 |  | 27.5255 | 55.051 | September | 2026
B0002 AHU-4A | 001 | 000000000203 | 2026-09-03 00:10 | 1501001411 | BELT, #BX-55, BX55 (COG TYPE) | 1501001411 - BELT, #BX-55, BX55 (COG TYPE) |  |  |  | 1 |  | 0 | 0 | September | 2026
B0002 AHU-4A | 001 | 000000000203 | 2026-09-03 00:10 | 1501002233 | FILTER, 30/30, DUAL 9, HIGH-CAPACITY, MERV 9, 20X24X2 | 1501002233 - FILTER, 30/30, DUAL 9, HIGH-CAPACITY, MERV 9, 20X24X2 |  |  |  | 6 |  | 0 | 0 | September | 2026
B0002 AHU-7A | 001 | 000000000206 | 2026-09-03 00:10 | 1501001409 | BELT, #BX-158, BX158 (COG TYPE) | 1501001409 - BELT, #BX-158, BX158 (COG TYPE) |  |  |  | 4 |  | 34.8112 | 139.2448 | September | 2026
B0002 AHU-7A | 001 | 000000000206 | 2026-09-03 00:10 | 1501002234 | FILTER, 30/30, DUAL 9, HIGH-CAPACITY, MERV 9, 24X24X2 | 1501002234 - FILTER, 30/30, DUAL 9, HIGH-CAPACITY, MERV 9, 24X24X2 |  |  |  | 25 |  | 0 | 0 | September | 2026
B0002 DAHU-1A | 001 | 000000000349 | 2026-09-03 00:10 | 1501001130 | FILTER, 20 X 25 X 1,PLEATED MDL 40 HI-CAP MERV 10 (20X25X1) | 1501001130 - FILTER, 20 X 25 X 1,PLEATED MDL 40 HI-CAP MERV 10 (20X25X1) |  |  |  | 1 |  | 0 | 0 | September | 2026
B0002 DAHU-2A | 001 | 000000000350 | 2026-09-03 00:10 | 1501001130 | FILTER, 20 X 25 X 1,PLEATED MDL 40 HI-CAP MERV 10 (20X25X1) | 1501001130 - FILTER, 20 X 25 X 1,PLEATED MDL 40 HI-CAP MERV 10 (20X25X1) |  |  |  | 1 |  | 0 | 0 | September | 2026
B0121 AHU-3 SA | 001 | 000000110419 | 2026-09-03 00:18 | 1501002234 | FILTER, 30/30, DUAL 9, HIGH-CAPACITY, MERV 9, 24X24X2 | 1501002234 - FILTER, 30/30, DUAL 9, HIGH-CAPACITY, MERV 9, 24X24X2 |  |  |  | 24 |  | 0 | 0 | September | 2026
B0121 EF RF B | 001 | 000000110701 | 2026-09-03 00:18 | 1501001336 | BELT, #5VX1060 | 1501001336 - BELT, #5VX1060 |  |  |  | 3 |  | 0 | 0 | September | 2026
B0121 EF RF B | 001 | 000000110697 | 2026-09-03 00:18 | 1501001336 | BELT, #5VX1060 | 1501001336 - BELT, #5VX1060 |  |  |  | 3 |  | 0 | 0 | September | 2026
B0121 EF RF B | 001 | 000000110702 | 2026-09-03 00:18 | 1501001336 | BELT, #5VX1060 | 1501001336 - BELT, #5VX1060 |  |  |  | 3 |  | 0 | 0 | September | 2026
B0121 EF RF B | 001 | 000000110703 | 2026-09-03 00:18 | 1501001336 | BELT, #5VX1060 | 1501001336 - BELT, #5VX1060 |  |  |  | 3 |  | 0 | 0 | September | 2026
B0002 AHU-6A | 001 | 000000000205 | 2026-09-04 00:10 | 1501002234 | FILTER, 30/30, DUAL 9, HIGH-CAPACITY, MERV 9, 24X24X2 | 1501002234 - FILTER, 30/30, DUAL 9, HIGH-CAPACITY, MERV 9, 24X24X2 |  |  |  | 25 |  | 0 | 0 | September | 2026
B0002 AHU-6A | 001 | 000000000205 | 2026-09-04 00:10 | 1501003017 | BELT,#C158 V-BELT 162.2 INCHES | 1501003017 - BELT,#C158 V-BELT 162.2 INCHES |  |  |  | 4 |  | 30.1799 | 120.7196 | September | 2026
B0005 AHU-1 SA | 001 | 000006094764 | 2026-09-04 00:11 | 1501002200 | FILTER, BAG, 12X24X12, HEIGHT X WIDTH X DEPTH, (HORIZONTAL CONFIGURATION), MERV14A, CAMFIL 10P, 405619F12 | 1501002200 - FILTER, BAG, 12X24X12, HEIGHT X WIDTH X DEPTH, (HORIZONTAL CONFIGURATION), MERV14A, CAMFIL 10P, 405619F12 |  |  |  | 4 |  | 78.19 | 312.76 | September | 2026
B0005 AHU-1 SA | 001 | 000006094764 | 2026-09-04 00:11 | 1501002210 | FILTER, BAG, 24X24X12, MERV14A, CAMFIL 10P, 405619A12 | 1501002210 - FILTER, BAG, 24X24X12, MERV14A, CAMFIL 10P, 405619A12 |  |  |  | 24 |  | 0 | 0 | September | 2026
B0006 AHU-2 SA | 001 | 000000001376 | 2026-09-04 00:11 | 1501001431 | BELT, #BX-74, BX74 (COG TYPE) | 1501001431 - BELT, #BX-74, BX74 (COG TYPE) |  |  |  | 2 |  | 15.225 | 30.45 | September | 2026
B0006 AHU-2 SA | 001 | 000000001376 | 2026-09-04 00:11 | 1501002237 | FILTER, 30/30, DUAL 9, HIGH-CAPACITY, MERV 9, 20X25X2 | 1501002237 - FILTER, 30/30, DUAL 9, HIGH-CAPACITY, MERV 9, 20X25X2 |  |  |  | 12 |  | 16.46 | 197.52 | September | 2026
B0012 DAHU-1 A | 001 | 000000008005 | 2026-09-04 00:11 | 1501001594 | FILTER, 20 X 20 X 4, PLEATED MDL 40 HI-CAP MERV 10 (20X20X4) | 1501001594 - FILTER, 20 X 20 X 4, PLEATED MDL 40 HI-CAP MERV 10 (20X20X4) |  |  |  | 1 |  | 5.2111 | 5.2111 | September | 2026
B0127 OAF-1 S | 001 | 000008092802 | 2026-09-04 00:19 | 1501001001 | BELT, #AX-80, AX80 (COG TYPE) | 1501001001 - BELT, #AX-80, AX80 (COG TYPE) |  |  |  | 2 |  | 10.1288 | 20.2576 | September | 2026
B8130 AHU Q-1 | 001 | 000090003431 | 2026-09-04 00:23 | 1501001275 | FILTER, 16.5 X 21.5 X 1, PLEATED MDL 40 STANDARD MERV 10 (16 1/2 X 21 1/2 X 1, 16 1/2X21 1/2X1) | 1501001275 - FILTER, 16.5 X 21.5 X 1, PLEATED MDL 40 STANDARD MERV 10 (16 1/2 X 21 1/2 X 1, 16 1/2X21 1/2X1) |  |  |  | 1 |  | 0 | 0 | September | 2026
B8130 AHU Q-14 | 001 | 000090003450 | 2026-09-04 00:23 | 1501001881 | FILTER, 22 X 24 X 1, PLEATED MDL 40 HI-CAP MERV 10 (22X24X1) | 1501001881 - FILTER, 22 X 24 X 1, PLEATED MDL 40 HI-CAP MERV 10 (22X24X1) |  |  |  | 1 |  | 0 | 0 | September | 2026
B8130 AHU Q-2 | 001 | 000090003448 | 2026-09-04 00:23 | 1501001133 | FILTER, 20 X 20 X 1, PLEATED MDL 40 STANDARD MERV 10 (20X20X1) | 1501001133 - FILTER, 20 X 20 X 1, PLEATED MDL 40 STANDARD MERV 10 (20X20X1) |  |  |  | 1 |  | 0 | 0 | September | 2026
B8130 AHU Q-21 | 001 | 000090003437 | 2026-09-04 00:23 | 1501001113 | FILTER, 18 X 20 X 1 PLEATED MDL 40 HI-CAP MERV 10 (18X20X1) | 1501001113 - FILTER, 18 X 20 X 1 PLEATED MDL 40 HI-CAP MERV 10 (18X20X1) |  |  |  | 1 |  | 4.4699 | 4.4699 | September | 2026
B8130 AHU Q-3 | 001 | 000090003447 | 2026-09-04 00:23 | 1501001275 | FILTER, 16.5 X 21.5 X 1, PLEATED MDL 40 STANDARD MERV 10 (16 1/2 X 21 1/2 X 1, 16 1/2X21 1/2X1) | 1501001275 - FILTER, 16.5 X 21.5 X 1, PLEATED MDL 40 STANDARD MERV 10 (16 1/2 X 21 1/2 X 1, 16 1/2X21 1/2X1) |  |  |  | 1 |  | 0 | 0 | September | 2026
B8130 AHU Q-4 | 001 | 000090003436 | 2026-09-04 00:23 | 1501001275 | FILTER, 16.5 X 21.5 X 1, PLEATED MDL 40 STANDARD MERV 10 (16 1/2 X 21 1/2 X 1, 16 1/2X21 1/2X1) | 1501001275 - FILTER, 16.5 X 21.5 X 1, PLEATED MDL 40 STANDARD MERV 10 (16 1/2 X 21 1/2 X 1, 16 1/2X21 1/2X1) |  |  |  | 1 |  | 0 | 0 | September | 2026
B002C AHU 4-1 A | 001 | 000008091559 | 2026-09-05 00:12 | 1501002210 | FILTER, BAG, 24X24X12, MERV14A, CAMFIL 10P, 405619A12 | 1501002210 - FILTER, BAG, 24X24X12, MERV14A, CAMFIL 10P, 405619A12 |  |  |  | 6 |  | 0 | 0 | September | 2026
B8130 AHU Q-5 | 001 | 000090003442 | 2026-09-05 00:23 | 1501001275 | FILTER, 16.5 X 21.5 X 1, PLEATED MDL 40 STANDARD MERV 10 (16 1/2 X 21 1/2 X 1, 16 1/2X21 1/2X1) | 1501001275 - FILTER, 16.5 X 21.5 X 1, PLEATED MDL 40 STANDARD MERV 10 (16 1/2 X 21 1/2 X 1, 16 1/2X21 1/2X1) |  |  |  | 1 |  | 0 | 0 | September | 2026
B0012 AHU-1 A | 001 | 000000008083 | 2026-09-09 00:11 | 1501002202 | FILTER, BAG, 24X12X12, HEIGHT X WIDTH X DEPTH, (VERTICAL CONFIGURATION), MERV14A, CAMFIL 5P, 405619C12 | 1501002202 - FILTER, BAG, 24X12X12, HEIGHT X WIDTH X DEPTH, (VERTICAL CONFIGURATION), MERV14A, CAMFIL 5P, 405619C12 |  |  |  | 4 |  | 0 | 0 | September | 2026
B0012 AHU-1 A | 001 | 000000008083 | 2026-09-09 00:11 | 1501002210 | FILTER, BAG, 24X24X12, MERV14A, CAMFIL 10P, 405619A12 | 1501002210 - FILTER, BAG, 24X24X12, MERV14A, CAMFIL 10P, 405619A12 |  |  |  | 16 |  | 0 | 0 | September | 2026
B0012 AHU-2 A | 001 | 000000008088 | 2026-09-09 00:11 | 1501002202 | FILTER, BAG, 24X12X12, HEIGHT X WIDTH X DEPTH, (VERTICAL CONFIGURATION), MERV14A, CAMFIL 5P, 405619C12 | 1501002202 - FILTER, BAG, 24X12X12, HEIGHT X WIDTH X DEPTH, (VERTICAL CONFIGURATION), MERV14A, CAMFIL 5P, 405619C12 |  |  |  | 4 |  | 0 | 0 | September | 2026
B0012 AHU-2 A | 001 | 000000008088 | 2026-09-09 00:11 | 1501002210 | FILTER, BAG, 24X24X12, MERV14A, CAMFIL 10P, 405619A12 | 1501002210 - FILTER, BAG, 24X24X12, MERV14A, CAMFIL 10P, 405619A12 |  |  |  | 16 |  | 0 | 0 | September | 2026
B0012 AHU-3 A | 001 | 000000008093 | 2026-09-09 00:11 | 1501001468 | BELT, #BX-195, BX195 FOR COOLING TOWER | 1501001468 - BELT, #BX-195, BX195 FOR COOLING TOWER |  |  |  | 3 |  | 0 | 0 | September | 2026
B0012 AHU-3 A | 001 | 000000008093 | 2026-09-09 00:11 | 1501002234 | FILTER, 30/30, DUAL 9, HIGH-CAPACITY, MERV 9, 24X24X2 | 1501002234 - FILTER, 30/30, DUAL 9, HIGH-CAPACITY, MERV 9, 24X24X2 |  |  |  | 20 |  | 0 | 0 | September | 2026
B0012 AHU-3 A | 001 | 000000008093 | 2026-09-09 00:11 | 1501003032 | FILTER, 24 X 24 X 4, MERV 14, (24X24X4) | 1501003032 - FILTER, 24 X 24 X 4, MERV 14, (24X24X4) |  |  |  | 20 |  | 57.3661 | 1147.322 | September | 2026
B002C FCU INS Q | 001 | 000008091562 | 2026-09-09 00:12 | 1501001156 | FILTER, 18-1/4 X 33 X 2, PLEATED MDL 40 HI-CAP MERV 10 (18.25X33X2) | 1501001156 - FILTER, 18-1/4 X 33 X 2, PLEATED MDL 40 HI-CAP MERV 10 (18.25X33X2) |  |  |  | 1 |  | 0 | 0 | September | 2026
B002C FCU INS Q | 001 | 000008091563 | 2026-09-09 00:12 | 1501001156 | FILTER, 18-1/4 X 33 X 2, PLEATED MDL 40 HI-CAP MERV 10 (18.25X33X2) | 1501001156 - FILTER, 18-1/4 X 33 X 2, PLEATED MDL 40 HI-CAP MERV 10 (18.25X33X2) |  |  |  | 1 |  | 0 | 0 | September | 2026
B002C FCU INS Q | 001 | 000008091564 | 2026-09-09 00:12 | 1501001156 | FILTER, 18-1/4 X 33 X 2, PLEATED MDL 40 HI-CAP MERV 10 (18.25X33X2) | 1501001156 - FILTER, 18-1/4 X 33 X 2, PLEATED MDL 40 HI-CAP MERV 10 (18.25X33X2) |  |  |  | 1 |  | 0 | 0 | September | 2026
B002C FCU INS Q | 001 | 000008091565 | 2026-09-09 00:12 | 1501001156 | FILTER, 18-1/4 X 33 X 2, PLEATED MDL 40 HI-CAP MERV 10 (18.25X33X2) | 1501001156 - FILTER, 18-1/4 X 33 X 2, PLEATED MDL 40 HI-CAP MERV 10 (18.25X33X2) |  |  |  | 1 |  | 0 | 0 | September | 2026
B002C FCU INS Q | 001 | 000008091566 | 2026-09-09 00:12 | 1501001156 | FILTER, 18-1/4 X 33 X 2, PLEATED MDL 40 HI-CAP MERV 10 (18.25X33X2) | 1501001156 - FILTER, 18-1/4 X 33 X 2, PLEATED MDL 40 HI-CAP MERV 10 (18.25X33X2) |  |  |  | 1 |  | 0 | 0 | September | 2026
B002C FCU INS Q | 001 | 000008091567 | 2026-09-09 00:12 | 1501001157 | FILTER, 18-1/4 X 21-1/2 X 2, PLEATED MDL 40 HI-CAP MERV 10 (18.25X21.5X2) | 1501001157 - FILTER, 18-1/4 X 21-1/2 X 2, PLEATED MDL 40 HI-CAP MERV 10 (18.25X21.5X2) |  |  |  | 2 |  | 0 | 0 | September | 2026
B002C FCU INS Q | 001 | 000008091571 | 2026-09-09 00:12 | 1501001156 | FILTER, 18-1/4 X 33 X 2, PLEATED MDL 40 HI-CAP MERV 10 (18.25X33X2) | 1501001156 - FILTER, 18-1/4 X 33 X 2, PLEATED MDL 40 HI-CAP MERV 10 (18.25X33X2) |  |  |  | 1 |  | 0 | 0 | September | 2026
B002C FCU INS Q | 001 | 000008091572 | 2026-09-09 00:12 | 1501001157 | FILTER, 18-1/4 X 21-1/2 X 2, PLEATED MDL 40 HI-CAP MERV 10 (18.25X21.5X2) | 1501001157 - FILTER, 18-1/4 X 21-1/2 X 2, PLEATED MDL 40 HI-CAP MERV 10 (18.25X21.5X2) |  |  |  | 2 |  | 0 | 0 | September | 2026
B002C FCU INS Q | 001 | 000008091574 | 2026-09-09 00:12 | 1501001155 | FILTER, 20-1/2 X 22 X 2, PLEATED MDL 40 HI-CAP MERV 10 (20.5X22X2) | 1501001155 - FILTER, 20-1/2 X 22 X 2, PLEATED MDL 40 HI-CAP MERV 10 (20.5X22X2) |  |  |  | 2 |  | 0 | 0 | September | 2026
B002C FCU INS Q | 001 | 000008091575 | 2026-09-09 00:12 | 1501001155 | FILTER, 20-1/2 X 22 X 2, PLEATED MDL 40 HI-CAP MERV 10 (20.5X22X2) | 1501001155 - FILTER, 20-1/2 X 22 X 2, PLEATED MDL 40 HI-CAP MERV 10 (20.5X22X2) |  |  |  | 2 |  | 0 | 0 | September | 2026
B002C FCU INS Q | 001 | 000008091576 | 2026-09-09 00:12 | 1501001156 | FILTER, 18-1/4 X 33 X 2, PLEATED MDL 40 HI-CAP MERV 10 (18.25X33X2) | 1501001156 - FILTER, 18-1/4 X 33 X 2, PLEATED MDL 40 HI-CAP MERV 10 (18.25X33X2) |  |  |  | 1 |  | 0 | 0 | September | 2026
B002C FCU INS Q | 001 | 000008091577 | 2026-09-09 00:12 | 1501001157 | FILTER, 18-1/4 X 21-1/2 X 2, PLEATED MDL 40 HI-CAP MERV 10 (18.25X21.5X2) | 1501001157 - FILTER, 18-1/4 X 21-1/2 X 2, PLEATED MDL 40 HI-CAP MERV 10 (18.25X21.5X2) |  |  |  | 2 |  | 0 | 0 | September | 2026
B002C FCU INS Q | 001 | 000008091561 | 2026-09-09 00:12 | 1501001156 | FILTER, 18-1/4 X 33 X 2, PLEATED MDL 40 HI-CAP MERV 10 (18.25X33X2) | 1501001156 - FILTER, 18-1/4 X 33 X 2, PLEATED MDL 40 HI-CAP MERV 10 (18.25X33X2) |  |  |  | 1 |  | 0 | 0 | September | 2026
B002C FCU INS Q | 001 | 000007092021 | 2026-09-09 00:12 | 1501001123 | FILTER, 16 X 20 X 2, PLEATED MDL 40 HI-CAP MERV 10 (16X20X2) | 1501001123 - FILTER, 16 X 20 X 2, PLEATED MDL 40 HI-CAP MERV 10 (16X20X2) |  |  |  | 2 |  | 0 | 0 | September | 2026
B0052 AHU-28-Q | 001 | 000006093786 | 2026-09-09 00:13 | 1501001094 | FILTER, 20 X 24 X 2, PLEATED MDL 40 HI-CAP MERV 10 (20X24X2, 24X20X2, 24 X 20 X 2)) | 1501001094 - FILTER, 20 X 24 X 2, PLEATED MDL 40 HI-CAP MERV 10 (20X24X2, 24X20X2, 24 X 20 X 2)) |  |  |  | 3 |  | 0 | 0 | September | 2026
B8130-OAHU-Q | 001 | 000006094411 | 2026-09-09 00:23 | 1501002251 | FILTER, 30/30, DUAL 9, HIGH-CAPACITY, MERV 9, 22X36X2 | 1501002251 - FILTER, 30/30, DUAL 9, HIGH-CAPACITY, MERV 9, 22X36X2 |  |  |  | 2 |  | 34.92 | 69.84 | September | 2026
B8130-OAHU-Q | 001 | 000006094411 | 2026-09-09 00:23 | 1501002252 | FILTER, 30/30, DUAL 9, HIGH-CAPACITY, MERV 9, 30X36X2 | 1501002252 - FILTER, 30/30, DUAL 9, HIGH-CAPACITY, MERV 9, 30X36X2 |  |  |  | 2 |  | 47.08 | 94.16 | September | 2026
B8130-OAHU-Q | 001 | 000006094411 | 2026-09-09 00:23 | 1501002253 | FILTER, 30/30, DUAL 9, HIGH-CAPACITY, MERV 9, 22X36X4 | 1501002253 - FILTER, 30/30, DUAL 9, HIGH-CAPACITY, MERV 9, 22X36X4 |  |  |  | 2 |  | 47.9 | 95.8 | September | 2026
B8130-OAHU-Q | 001 | 000006094411 | 2026-09-09 00:23 | 1501003038 | FILTER, 30/30, DUAL 9, HIGH-CAPACITY, MERV 9, 22X29X2 | 1501003038 - FILTER, 30/30, DUAL 9, HIGH-CAPACITY, MERV 9, 22X29X2 |  |  |  | 2 |  | 0 | 0 | September | 2026
B8130-OAHU-Q | 001 | 000006094411 | 2026-09-09 00:23 | 1501003039 | FILTER, 30/30, DUAL 9, HIGH-CAPACITY, MERV 9, 22X29X4 | 1501003039 - FILTER, 30/30, DUAL 9, HIGH-CAPACITY, MERV 9, 22X29X4 |  |  |  | 2 |  | 0 | 0 | September | 2026
B0012 AHU-147 A | 001 | 000000008001 | 2026-09-10 00:11 | 1501001094 | FILTER, 20 X 24 X 2, PLEATED MDL 40 HI-CAP MERV 10 (20X24X2, 24X20X2, 24 X 20 X 2)) | 1501001094 - FILTER, 20 X 24 X 2, PLEATED MDL 40 HI-CAP MERV 10 (20X24X2, 24X20X2, 24 X 20 X 2)) |  |  |  | 2 |  | 0 | 0 | September | 2026
B0012 AHU-147 A | 001 | 000000008001 | 2026-09-10 00:11 | 1501001412 | BELT, #BX-58, BX58 (COG TYPE) | 1501001412 - BELT, #BX-58, BX58 (COG TYPE) |  |  |  | 1 |  | 0 | 0 | September | 2026
B0012 AHU-4 A | 001 | 000000008170 | 2026-09-10 00:11 | 1501002231 | FILTER, 30/30, DUAL 9, HIGH-CAPACITY, MERV 9, 12X24X2 | 1501002231 - FILTER, 30/30, DUAL 9, HIGH-CAPACITY, MERV 9, 12X24X2 |  |  |  | 6 |  | 0 | 0 | September | 2026
B0012 AHU-4 A | 001 | 000000008170 | 2026-09-10 00:11 | 1501002234 | FILTER, 30/30, DUAL 9, HIGH-CAPACITY, MERV 9, 24X24X2 | 1501002234 - FILTER, 30/30, DUAL 9, HIGH-CAPACITY, MERV 9, 24X24X2 |  |  |  | 8 |  | 0 | 0 | September | 2026
B0012 AHU-4 A | 001 | 000000008170 | 2026-09-10 00:11 | 1501003029 | FILTER, 12 X 24 X 4, MERV 14, (12X24X4) | 1501003029 - FILTER, 12 X 24 X 4, MERV 14, (12X24X4) |  |  |  | 6 |  | 31.64 | 189.84 | September | 2026
B0012 AHU-4 A | 001 | 000000008170 | 2026-09-10 00:11 | 1501003032 | FILTER, 24 X 24 X 4, MERV 14, (24X24X4) | 1501003032 - FILTER, 24 X 24 X 4, MERV 14, (24X24X4) |  |  |  | 8 |  | 57.3661 | 458.9288 | September | 2026
B8119-PU-1-Q | 001 | 000000309009 | 2026-09-10 00:23 | 1501001130 | FILTER, 20 X 25 X 1,PLEATED MDL 40 HI-CAP MERV 10 (20X25X1) | 1501001130 - FILTER, 20 X 25 X 1,PLEATED MDL 40 HI-CAP MERV 10 (20X25X1) |  |  |  | 1 |  | 0 | 0 | September | 2026
B8129 AHU Q-11 | 001 | 000090002996 | 2026-09-10 00:23 | 1501002214 | FILTER, 21.5 X 23.5 X 1, PLEATED MDL 40 HI-CAP MERV 10 (21.5X23.5X1, 21 1/2 X 23 1/2 X 1, 21 1/2X23 1/2X1) | 1501002214 - FILTER, 21.5 X 23.5 X 1, PLEATED MDL 40 HI-CAP MERV 10 (21.5X23.5X1, 21 1/2 X 23 1/2 X 1, 21 1/2X23 1/2X1) |  |  |  | 1 |  | 4.45 | 4.45 | September | 2026
B8129 AHU Q-6 | 001 | 000090002997 | 2026-09-10 00:23 | 1501001133 | FILTER, 20 X 20 X 1, PLEATED MDL 40 STANDARD MERV 10 (20X20X1) | 1501001133 - FILTER, 20 X 20 X 1, PLEATED MDL 40 STANDARD MERV 10 (20X20X1) |  |  |  | 1 |  | 0 | 0 | September | 2026
B0150 ACU2 Q | 001 | 000007091899 | 2026-09-11 00:19 | 1501002001 | FILTER, 21.375X31.5X2.0, MERV 11 (21 3/8 X 31 1/2 X 2) | 1501002001 - FILTER, 21.375X31.5X2.0, MERV 11 (21 3/8 X 31 1/2 X 2) |  |  |  | 2 |  | 13.51 | 27.02 | September | 2026
B8130 AHU Q-10 | 001 | 000090003428 | 2026-09-11 00:23 | 1501001275 | FILTER, 16.5 X 21.5 X 1, PLEATED MDL 40 STANDARD MERV 10 (16 1/2 X 21 1/2 X 1, 16 1/2X21 1/2X1) | 1501001275 - FILTER, 16.5 X 21.5 X 1, PLEATED MDL 40 STANDARD MERV 10 (16 1/2 X 21 1/2 X 1, 16 1/2X21 1/2X1) |  |  |  | 1 |  | 0 | 0 | September | 2026
B8130 AHU Q-12 | 001 | 000090003435 | 2026-09-11 00:23 | 1501001275 | FILTER, 16.5 X 21.5 X 1, PLEATED MDL 40 STANDARD MERV 10 (16 1/2 X 21 1/2 X 1, 16 1/2X21 1/2X1) | 1501001275 - FILTER, 16.5 X 21.5 X 1, PLEATED MDL 40 STANDARD MERV 10 (16 1/2 X 21 1/2 X 1, 16 1/2X21 1/2X1) |  |  |  | 1 |  | 0 | 0 | September | 2026
B8130 AHU Q-13 | 001 | 000090003433 | 2026-09-11 00:23 | 1501001135 | FILTER, 20 X 21 X 1, PLEATED MDL 40 HI-CAP MERV 10 (20X21X1) | 1501001135 - FILTER, 20 X 21 X 1, PLEATED MDL 40 HI-CAP MERV 10 (20X21X1) |  |  |  | 1 |  | 5.69 | 5.69 | September | 2026
B8130 AHU Q-7 | 001 | 000090003432 | 2026-09-11 00:23 | 1501001928 | FILTER, 20 X 22 X 1, PLEATED MDL 40 HI-CAP MERV 10 (20X22X1) | 1501001928 - FILTER, 20 X 22 X 1, PLEATED MDL 40 HI-CAP MERV 10 (20X22X1) |  |  |  | 1 |  | 1 | 1 | September | 2026
B8130 AHU Q-8 | 001 | 000090003430 | 2026-09-11 00:23 | 1501001133 | FILTER, 20 X 20 X 1, PLEATED MDL 40 STANDARD MERV 10 (20X20X1) | 1501001133 - FILTER, 20 X 20 X 1, PLEATED MDL 40 STANDARD MERV 10 (20X20X1) |  |  |  | 1 |  | 0 | 0 | September | 2026
0052 FTU SA.2 | 001 | 000008092599 | 2026-09-12 00:06 | 1501001250 | FILTER, 14 X 24 X 1, PLEATED MDL 40 HI-CAP MERV 10 (14X24X1) | 1501001250 - FILTER, 14 X 24 X 1, PLEATED MDL 40 HI-CAP MERV 10 (14X24X1) |  |  |  | 1 |  | 0 | 0 | September | 2026
0052 FTU SA.2 | 001 | 000008092600 | 2026-09-12 00:06 | 1501001250 | FILTER, 14 X 24 X 1, PLEATED MDL 40 HI-CAP MERV 10 (14X24X1) | 1501001250 - FILTER, 14 X 24 X 1, PLEATED MDL 40 HI-CAP MERV 10 (14X24X1) |  |  |  | 1 |  | 0 | 0 | September | 2026
0052 FTU SA.2 | 001 | 000008092601 | 2026-09-12 00:06 | 1501001250 | FILTER, 14 X 24 X 1, PLEATED MDL 40 HI-CAP MERV 10 (14X24X1) | 1501001250 - FILTER, 14 X 24 X 1, PLEATED MDL 40 HI-CAP MERV 10 (14X24X1) |  |  |  | 1 |  | 0 | 0 | September | 2026
0052 FTU SA.2 | 001 | 000008092614 | 2026-09-12 00:06 | 1501001250 | FILTER, 14 X 24 X 1, PLEATED MDL 40 HI-CAP MERV 10 (14X24X1) | 1501001250 - FILTER, 14 X 24 X 1, PLEATED MDL 40 HI-CAP MERV 10 (14X24X1) |  |  |  | 1 |  | 0 | 0 | September | 2026
0052 FTU SA.2 | 001 | 000008092615 | 2026-09-12 00:06 | 1501001250 | FILTER, 14 X 24 X 1, PLEATED MDL 40 HI-CAP MERV 10 (14X24X1) | 1501001250 - FILTER, 14 X 24 X 1, PLEATED MDL 40 HI-CAP MERV 10 (14X24X1) |  |  |  | 1 |  | 0 | 0 | September | 2026
0052 FTU SA.2 | 001 | 000008092618 | 2026-09-12 00:06 | 1501001250 | FILTER, 14 X 24 X 1, PLEATED MDL 40 HI-CAP MERV 10 (14X24X1) | 1501001250 - FILTER, 14 X 24 X 1, PLEATED MDL 40 HI-CAP MERV 10 (14X24X1) |  |  |  | 1 |  | 0 | 0 | September | 2026
0052 FTU SA.2 | 001 | 000008092623 | 2026-09-12 00:06 | 1501001250 | FILTER, 14 X 24 X 1, PLEATED MDL 40 HI-CAP MERV 10 (14X24X1) | 1501001250 - FILTER, 14 X 24 X 1, PLEATED MDL 40 HI-CAP MERV 10 (14X24X1) |  |  |  | 1 |  | 0 | 0 | September | 2026
0052 FTU SA.2 | 001 | 000008092625 | 2026-09-12 00:06 | 1501001250 | FILTER, 14 X 24 X 1, PLEATED MDL 40 HI-CAP MERV 10 (14X24X1) | 1501001250 - FILTER, 14 X 24 X 1, PLEATED MDL 40 HI-CAP MERV 10 (14X24X1) |  |  |  | 1 |  | 0 | 0 | September | 2026
B8130 AHU Q-6 | 001 | 000090003444 | 2026-09-12 00:23 | 1501001275 | FILTER, 16.5 X 21.5 X 1, PLEATED MDL 40 STANDARD MERV 10 (16 1/2 X 21 1/2 X 1, 16 1/2X21 1/2X1) | 1501001275 - FILTER, 16.5 X 21.5 X 1, PLEATED MDL 40 STANDARD MERV 10 (16 1/2 X 21 1/2 X 1, 16 1/2X21 1/2X1) |  |  |  | 1 |  | 0 | 0 | September | 2026
0020 AHU Q | 001 | 000007092266 | 2026-09-16 00:05 | 1501003032 | FILTER, 24 X 24 X 4, MERV 14, (24X24X4) | 1501003032 - FILTER, 24 X 24 X 4, MERV 14, (24X24X4) |  |  |  | 15 |  | 57.3661 | 860.4915 | September | 2026
0020 AHU Q | 001 | 000007092267 | 2026-09-16 00:05 | 1501003029 | FILTER, 12 X 24 X 4, MERV 14, (12X24X4) | 1501003029 - FILTER, 12 X 24 X 4, MERV 14, (12X24X4) |  |  |  | 5 |  | 31.64 | 158.2 | September | 2026
0020 AHU Q | 001 | 000007092266 | 2026-09-16 00:05 | 1501003029 | FILTER, 12 X 24 X 4, MERV 14, (12X24X4) | 1501003029 - FILTER, 12 X 24 X 4, MERV 14, (12X24X4) |  |  |  | 5 |  | 31.64 | 158.2 | September | 2026
0020 AHU Q | 001 | 000007092267 | 2026-09-16 00:05 | 1501003032 | FILTER, 24 X 24 X 4, MERV 14, (24X24X4) | 1501003032 - FILTER, 24 X 24 X 4, MERV 14, (24X24X4) |  |  |  | 15 |  | 57.3661 | 860.4915 | September | 2026
0020 AHU Q | 001 | 000007092265 | 2026-09-16 00:05 | 1501001162 | FILTER, 12 X 24 X 4, PLEATED MDL 40 HI-CAP MERV 10 (12X24X4) | 1501001162 - FILTER, 12 X 24 X 4, PLEATED MDL 40 HI-CAP MERV 10 (12X24X4) |  |  |  | 5 |  | 6.3852 | 31.926 | September | 2026
0020 AHU Q | 001 | 000007092265 | 2026-09-16 00:05 | 1501001145 | FILTER, 24 X 24 X 4, PLEATED MDL 40 HI-CAP MERV 10 (24X24X4) | 1501001145 - FILTER, 24 X 24 X 4, PLEATED MDL 40 HI-CAP MERV 10 (24X24X4) |  |  |  | 15 |  | 0 | 0 | September | 2026
8130-AHU-Q | 001 | 000090003462 | 2026-09-16 00:10 | 1501002233 | FILTER, 30/30, DUAL 9, HIGH-CAPACITY, MERV 9, 20X24X2 | 1501002233 - FILTER, 30/30, DUAL 9, HIGH-CAPACITY, MERV 9, 20X24X2 |  |  |  | 9 |  | 0 | 0 | September | 2026
8130-AHU-Q | 001 | 000090003462 | 2026-09-16 00:10 | 1501003007 | FILTER, 20 X 24 X 4, PLEATED MDL 40 HI-CAP MERV 10 (20X24X4) | 1501003007 - FILTER, 20 X 24 X 4, PLEATED MDL 40 HI-CAP MERV 10 (20X24X4) |  |  |  | 9 |  | 0 | 0 | September | 2026
B0150 ACU2A Q | 001 | 000007091900 | 2026-09-16 00:19 | 1501002001 | FILTER, 21.375X31.5X2.0, MERV 11 (21 3/8 X 31 1/2 X 2) | 1501002001 - FILTER, 21.375X31.5X2.0, MERV 11 (21 3/8 X 31 1/2 X 2) |  |  |  | 2 |  | 13.51 | 27.02 | September | 2026
B0121 AHU-1 SA | 001 | 000000110408 | 2026-09-17 00:18 | 1501002234 | FILTER, 30/30, DUAL 9, HIGH-CAPACITY, MERV 9, 24X24X2 | 1501002234 - FILTER, 30/30, DUAL 9, HIGH-CAPACITY, MERV 9, 24X24X2 |  |  |  | 24 |  | 0 | 0 | September | 2026
B0121 AHU-2 SA | 001 | 000000110414 | 2026-09-17 00:18 | 1501002234 | FILTER, 30/30, DUAL 9, HIGH-CAPACITY, MERV 9, 24X24X2 | 1501002234 - FILTER, 30/30, DUAL 9, HIGH-CAPACITY, MERV 9, 24X24X2 |  |  |  | 24 |  | 0 | 0 | September | 2026
B0121 AHU-4 SA | 001 | 000000110426 | 2026-09-18 00:18 | 1501002234 | FILTER, 30/30, DUAL 9, HIGH-CAPACITY, MERV 9, 24X24X2 | 1501002234 - FILTER, 30/30, DUAL 9, HIGH-CAPACITY, MERV 9, 24X24X2 |  |  |  | 24 |  | 0 | 0 | September | 2026
B0121 AHU-4 SA | 001 | 000000110426 | 2026-09-18 00:18 | 1501001125 | FILTER, 12 X 24 X 2, PLEATED MDL 40 HI-CAP MERV 10 (12X24X2) | 1501001125 - FILTER, 12 X 24 X 2, PLEATED MDL 40 HI-CAP MERV 10 (12X24X2) |  |  |  | 4 |  | 0 | 0 | September | 2026
B8130 RTU-10 Q | 001 | 000008091376 | 2026-09-18 00:23 | 1501001111 | FILTER, 18 X 18 X 1, PLEATED MDL 40 HI-CAP MERV 10 (18X18X1) | 1501001111 - FILTER, 18 X 18 X 1, PLEATED MDL 40 HI-CAP MERV 10 (18X18X1) |  |  |  | 2 |  | 0 | 0 | September | 2026
B002C CRU INS Q | 001 | 000008091578 | 2026-09-23 00:12 | 1501001620 | FILTER, 14 INCHES X 25 INCHES X 2 INCHES, PLEATED MDL 40 HI-CAP MERV 10 (14X25X2) | 1501001620 - FILTER, 14 INCHES X 25 INCHES X 2 INCHES, PLEATED MDL 40 HI-CAP MERV 10 (14X25X2) |  |  |  | 2 |  | 2.9091 | 5.8182 | September | 2026
B0016A DAHU14 Q | 001 | 000008092358 | 2026-09-24 00:11 | 1501001133 | FILTER, 20 X 20 X 1, PLEATED MDL 40 STANDARD MERV 10 (20X20X1) | 1501001133 - FILTER, 20 X 20 X 1, PLEATED MDL 40 STANDARD MERV 10 (20X20X1) |  |  |  | 1 |  | 0 | 0 | September | 2026
B0126 AHU1 A | 001 | 000000114025 | 2026-09-24 00:19 | 1501001318 | BELT, #5VX530 | 1501001318 - BELT, #5VX530 |  |  |  | 1 |  | 17.3434 | 17.3434 | September | 2026
B0126 AHU1 A | 001 | 000000114025 | 2026-09-24 00:19 | 1501002210 | FILTER, BAG, 24X24X12, MERV14A, CAMFIL 10P, 405619A12 | 1501002210 - FILTER, BAG, 24X24X12, MERV14A, CAMFIL 10P, 405619A12 |  |  |  | 3 |  | 0 | 0 | September | 2026
B0126 AHU1 A | 001 | 000000114025 | 2026-09-24 00:19 | 1501002200 | FILTER, BAG, 12X24X12, HEIGHT X WIDTH X DEPTH, (HORIZONTAL CONFIGURATION), MERV14A, CAMFIL 10P, 405619F12 | 1501002200 - FILTER, BAG, 12X24X12, HEIGHT X WIDTH X DEPTH, (HORIZONTAL CONFIGURATION), MERV14A, CAMFIL 10P, 405619F12 |  |  |  | 3 |  | 78.19 | 234.57 | September | 2026
B0126 AHU2 A | 001 | 000000114021 | 2026-09-24 00:19 | 1501002204 | FILTER, BAG, 20X20X12, MERV14A, CAMFIL 8P, 405619D12 (REPLACES 1501001202) | 1501002204 - FILTER, BAG, 20X20X12, MERV14A, CAMFIL 8P, 405619D12 (REPLACES 1501001202) |  |  |  | 2 |  | 0 | 0 | September | 2026
B0126 AHU2 A | 001 | 000000114021 | 2026-09-24 00:19 | 1501002206 | FILTER, BAG, 20X24X12, HEIGHT X WIDTH X DEPTH, (HORIZONTAL CONFIGURATION), MERV14A, CAMFIL 10P, 405619E12 (REPLACES 1501003005) | 1501002206 - FILTER, BAG, 20X24X12, HEIGHT X WIDTH X DEPTH, (HORIZONTAL CONFIGURATION), MERV14A, CAMFIL 10P, 405619E12 (REPLACES 1501003005) |  |  |  | 8 |  | 0 | 0 | September | 2026
B0126 AHU2 A | 001 | 000000114021 | 2026-09-24 00:19 | 1501002208 | FILTER, BAG, 24X20X12, HEIGHT X WIDTH X DEPTH, (VERTICAL CONFIGURATION), MERV14A, CAMFIL 8P, 405619B12 (REPLACES 1501003005) | 1501002208 - FILTER, BAG, 24X20X12, HEIGHT X WIDTH X DEPTH, (VERTICAL CONFIGURATION), MERV14A, CAMFIL 8P, 405619B12 (REPLACES 1501003005) |  |  |  | 1 |  | 0 | 0 | September | 2026
B0126 AHU2 A | 001 | 000000114021 | 2026-09-24 00:19 | 1501002210 | FILTER, BAG, 24X24X12, MERV14A, CAMFIL 10P, 405619A12 | 1501002210 - FILTER, BAG, 24X24X12, MERV14A, CAMFIL 10P, 405619A12 |  |  |  | 4 |  | 0 | 0 | September | 2026
B0126 AHU2 A | 001 | 000000114021 | 2026-09-24 00:19 | 1501001560 | BELT, #5VX800 | 1501001560 - BELT, #5VX800 |  |  |  | 2 |  | 31.5434 | 63.0868 | September | 2026
B0127 AHU2 A | 001 | 000000115027 | 2026-09-25 00:19 | 1501001442 | BELT, #BX-100, BX100 (COG TYPE) | 1501001442 - BELT, #BX-100, BX100 (COG TYPE) |  |  |  | 2 |  | 27.5255 | 55.051 | September | 2026
B0127 AHU2 A | 001 | 000000115027 | 2026-09-25 00:19 | 1501002210 | FILTER, BAG, 24X24X12, MERV14A, CAMFIL 10P, 405619A12 | 1501002210 - FILTER, BAG, 24X24X12, MERV14A, CAMFIL 10P, 405619A12 |  |  |  | 8 |  | 0 | 0 | September | 2026
B0127 AHU22 A | 001 | 000090002701 | 2026-09-25 00:19 | 1501002233 | FILTER, 30/30, DUAL 9, HIGH-CAPACITY, MERV 9, 20X24X2 | 1501002233 - FILTER, 30/30, DUAL 9, HIGH-CAPACITY, MERV 9, 20X24X2 |  |  |  | 1 |  | 0 | 0 | September | 2026
B0127 AHU22 A | 001 | 000090002701 | 2026-09-25 00:19 | 1501002234 | FILTER, 30/30, DUAL 9, HIGH-CAPACITY, MERV 9, 24X24X2 | 1501002234 - FILTER, 30/30, DUAL 9, HIGH-CAPACITY, MERV 9, 24X24X2 |  |  |  | 1 |  | 0 | 0 | September | 2026
B0127 AHU22 A | 001 | 000090002701 | 2026-09-25 00:19 | 1501003026 | FILTER, 20 X 24 X 4, MERV 14, (20X24X4) (TRANE PART #FLR07856) | 1501003026 - FILTER, 20 X 24 X 4, MERV 14, (20X24X4) (TRANE PART #FLR07856) |  |  |  | 1 |  | 74.2956 | 74.2956 | September | 2026
B0127 AHU22 A | 001 | 000090002701 | 2026-09-25 00:19 | 1501003032 | FILTER, 24 X 24 X 4, MERV 14, (24X24X4) | 1501003032 - FILTER, 24 X 24 X 4, MERV 14, (24X24X4) |  |  |  | 1 |  | 57.3661 | 57.3661 | September | 2026
B0127 AHU3 A | 001 | 000000115028 | 2026-09-25 00:19 | 1501001508 | BELT, #5VX1120 | 1501001508 - BELT, #5VX1120 |  |  |  | 2 |  | 0 | 0 | September | 2026
B0127 AHU3 A | 001 | 000000115028 | 2026-09-25 00:19 | 1501002200 | FILTER, BAG, 12X24X12, HEIGHT X WIDTH X DEPTH, (HORIZONTAL CONFIGURATION), MERV14A, CAMFIL 10P, 405619F12 | 1501002200 - FILTER, BAG, 12X24X12, HEIGHT X WIDTH X DEPTH, (HORIZONTAL CONFIGURATION), MERV14A, CAMFIL 10P, 405619F12 |  |  |  | 4 |  | 78.19 | 312.76 | September | 2026
B0127 AHU3 A | 001 | 000000115028 | 2026-09-25 00:19 | 1501002210 | FILTER, BAG, 24X24X12, MERV14A, CAMFIL 10P, 405619A12 | 1501002210 - FILTER, BAG, 24X24X12, MERV14A, CAMFIL 10P, 405619A12 |  |  |  | 8 |  | 0 | 0 | September | 2026
B0127 AHU32 A | 001 | 000090002699 | 2026-09-25 00:19 | 1501002233 | FILTER, 30/30, DUAL 9, HIGH-CAPACITY, MERV 9, 20X24X2 | 1501002233 - FILTER, 30/30, DUAL 9, HIGH-CAPACITY, MERV 9, 20X24X2 |  |  |  | 1 |  | 0 | 0 | September | 2026
B0127 AHU32 A | 001 | 000090002699 | 2026-09-25 00:19 | 1501002234 | FILTER, 30/30, DUAL 9, HIGH-CAPACITY, MERV 9, 24X24X2 | 1501002234 - FILTER, 30/30, DUAL 9, HIGH-CAPACITY, MERV 9, 24X24X2 |  |  |  | 1 |  | 0 | 0 | September | 2026
B0127 AHU32 A | 001 | 000090002699 | 2026-09-25 00:19 | 1501003026 | FILTER, 20 X 24 X 4, MERV 14, (20X24X4) (TRANE PART #FLR07856) | 1501003026 - FILTER, 20 X 24 X 4, MERV 14, (20X24X4) (TRANE PART #FLR07856) |  |  |  | 1 |  | 74.2956 | 74.2956 | September | 2026
B0127 AHU32 A | 001 | 000090002699 | 2026-09-25 00:19 | 1501003032 | FILTER, 24 X 24 X 4, MERV 14, (24X24X4) | 1501003032 - FILTER, 24 X 24 X 4, MERV 14, (24X24X4) |  |  |  | 1 |  | 57.3661 | 57.3661 | September | 2026
B8130 AHU Q-15 | 001 | 000090003449 | 2026-09-26 00:23 | 1501001617 | FILTER, 20 X 24 X 1, PLEATED MDL 40 HI-CAP MERV 10 (20X24X1) | 1501001617 - FILTER, 20 X 24 X 1, PLEATED MDL 40 HI-CAP MERV 10 (20X24X1) |  |  |  | 1 |  | 7.5693 | 7.5693 | September | 2026
B8130 AHU Q-16 | 001 | 000090003445 | 2026-09-26 00:23 | 1501001144 | FILTER, 17 X 22 X 1, PLEATED MDL 40 HI-CAP MERV 10 , (17X22X1, 22X17X1, 22 X 17 X 1) | 1501001144 - FILTER, 17 X 22 X 1, PLEATED MDL 40 HI-CAP MERV 10 , (17X22X1, 22X17X1, 22 X 17 X 1) |  |  |  | 1 |  | 4.7047 | 4.7047 | September | 2026
B8130 AHU Q-17 | 001 | 000090003446 | 2026-09-26 00:23 | 1501001881 | FILTER, 22 X 24 X 1, PLEATED MDL 40 HI-CAP MERV 10 (22X24X1) | 1501001881 - FILTER, 22 X 24 X 1, PLEATED MDL 40 HI-CAP MERV 10 (22X24X1) |  |  |  | 1 |  | 0 | 0 | September | 2026
B8130 AHU Q-18 | 001 | 000090003395 | 2026-09-26 00:23 | 1501001927 | FILTER, **SPECIAL USE FILTER - BENNETT BUILDING** 19-7/8 X 21-1/2 X 7/8, PLEATED MDL 40 HI-CAP MERV 10 (19-7/8X21-1/2X7/8) | 1501001927 - FILTER, **SPECIAL USE FILTER - BENNETT BUILDING** 19-7/8 X 21-1/2 X 7/8, PLEATED MDL 40 HI-CAP MERV 10 (19-7/8X21-1/2X7/8) |  |  |  | 1 |  | 10.78 | 10.78 | September | 2026
B8130 AHU Q-19 | 001 | 000090003394 | 2026-09-26 00:23 | 1501001928 | FILTER, 20 X 22 X 1, PLEATED MDL 40 HI-CAP MERV 10 (20X22X1) | 1501001928 - FILTER, 20 X 22 X 1, PLEATED MDL 40 HI-CAP MERV 10 (20X22X1) |  |  |  | 1 |  | 1 | 1 | September | 2026
B8130 AHU Q-20 | 001 | 000008092237 | 2026-09-26 00:23 | 1501001133 | FILTER, 20 X 20 X 1, PLEATED MDL 40 STANDARD MERV 10 (20X20X1) | 1501001133 - FILTER, 20 X 20 X 1, PLEATED MDL 40 STANDARD MERV 10 (20X20X1) |  |  |  | 1 |  | 0 | 0 | September | 2026
B0002 CRU Q-1 | 001 | 000000000345 | 2026-10-01 00:10 | 1501001122 | FILTER, 16 X 25 X 2, PLEATED MDL 40 HI-CAP MERV 10 (16X25X2) | 1501001122 - FILTER, 16 X 25 X 2, PLEATED MDL 40 HI-CAP MERV 10 (16X25X2) |  |  |  | 2 |  | 0 | 0 | October | 2026
B0002 CRU Q-1 | 001 | 000000000346 | 2026-10-01 00:10 | 1501001122 | FILTER, 16 X 25 X 2, PLEATED MDL 40 HI-CAP MERV 10 (16X25X2) | 1501001122 - FILTER, 16 X 25 X 2, PLEATED MDL 40 HI-CAP MERV 10 (16X25X2) |  |  |  | 2 |  | 0 | 0 | October | 2026
B0002 DAHU-1 Q | 001 | 000000000349 | 2026-10-03 00:10 | 1501001130 | FILTER, 20 X 25 X 1,PLEATED MDL 40 HI-CAP MERV 10 (20X25X1) | 1501001130 - FILTER, 20 X 25 X 1,PLEATED MDL 40 HI-CAP MERV 10 (20X25X1) |  |  |  | 1 |  | 0 | 0 | October | 2026
0052 FTU SA.3 | 001 | 000008092626 | 2026-10-07 00:06 | 1501001250 | FILTER, 14 X 24 X 1, PLEATED MDL 40 HI-CAP MERV 10 (14X24X1) | 1501001250 - FILTER, 14 X 24 X 1, PLEATED MDL 40 HI-CAP MERV 10 (14X24X1) |  |  |  | 1 |  | 0 | 0 | October | 2026
0052 FTU SA.3 | 001 | 000008092627 | 2026-10-07 00:06 | 1501001250 | FILTER, 14 X 24 X 1, PLEATED MDL 40 HI-CAP MERV 10 (14X24X1) | 1501001250 - FILTER, 14 X 24 X 1, PLEATED MDL 40 HI-CAP MERV 10 (14X24X1) |  |  |  | 1 |  | 0 | 0 | October | 2026
0052 FTU SA.3 | 001 | 000008092631 | 2026-10-07 00:06 | 1501001250 | FILTER, 14 X 24 X 1, PLEATED MDL 40 HI-CAP MERV 10 (14X24X1) | 1501001250 - FILTER, 14 X 24 X 1, PLEATED MDL 40 HI-CAP MERV 10 (14X24X1) |  |  |  | 1 |  | 0 | 0 | October | 2026
0052 FTU SA.3 | 001 | 000008092632 | 2026-10-07 00:06 | 1501001250 | FILTER, 14 X 24 X 1, PLEATED MDL 40 HI-CAP MERV 10 (14X24X1) | 1501001250 - FILTER, 14 X 24 X 1, PLEATED MDL 40 HI-CAP MERV 10 (14X24X1) |  |  |  | 1 |  | 0 | 0 | October | 2026
0052 FTU SA.3 | 001 | 000008092633 | 2026-10-07 00:06 | 1501001250 | FILTER, 14 X 24 X 1, PLEATED MDL 40 HI-CAP MERV 10 (14X24X1) | 1501001250 - FILTER, 14 X 24 X 1, PLEATED MDL 40 HI-CAP MERV 10 (14X24X1) |  |  |  | 1 |  | 0 | 0 | October | 2026
0052 FTU SA.3 | 001 | 000008092634 | 2026-10-07 00:06 | 1501001250 | FILTER, 14 X 24 X 1, PLEATED MDL 40 HI-CAP MERV 10 (14X24X1) | 1501001250 - FILTER, 14 X 24 X 1, PLEATED MDL 40 HI-CAP MERV 10 (14X24X1) |  |  |  | 1 |  | 0 | 0 | October | 2026
0052 FTU SA.3 | 001 | 000008092635 | 2026-10-07 00:06 | 1501001250 | FILTER, 14 X 24 X 1, PLEATED MDL 40 HI-CAP MERV 10 (14X24X1) | 1501001250 - FILTER, 14 X 24 X 1, PLEATED MDL 40 HI-CAP MERV 10 (14X24X1) |  |  |  | 1 |  | 0 | 0 | October | 2026
0052 FTU SA.3 | 001 | 000008092636 | 2026-10-07 00:06 | 1501001250 | FILTER, 14 X 24 X 1, PLEATED MDL 40 HI-CAP MERV 10 (14X24X1) | 1501001250 - FILTER, 14 X 24 X 1, PLEATED MDL 40 HI-CAP MERV 10 (14X24X1) |  |  |  | 1 |  | 0 | 0 | October | 2026
B0052 AHU11 Q | 001 | 000090014206 | 2026-10-07 00:14 | 1501001910 | FILTER, 20 X 25 X 2, PLEATED MDL 40 HI-CAP MERV 10 (20X25X2) | 1501001910 - FILTER, 20 X 25 X 2, PLEATED MDL 40 HI-CAP MERV 10 (20X25X2) |  |  |  | 3 |  | 0 | 0 | October | 2026
0052-FCU-4M.2 | 001 | 000090014141 | 2026-10-08 00:06 | 1501001246 | FILTER, 18 X 20 X 2, PLEATED MDL 40 HI-CAP MERV 10 (18X20X2) | 1501001246 - FILTER, 18 X 20 X 2, PLEATED MDL 40 HI-CAP MERV 10 (18X20X2) |  |  |  | 2 |  | 3.5457 | 7.0914 | October | 2026
0052-FCU-4M.2 | 001 | 000090014142 | 2026-10-08 00:06 | 1501001192 | FILTER, 23.75X26.5X1**SPECIAL USE - STUDENT UNION**, MERV 10, (23.-3/4X26-1/2X1, 23.75 X 26.5 X 1, 23-3/4 X 26-1/2 X 1) | 1501001192 - FILTER, 23.75X26.5X1**SPECIAL USE - STUDENT UNION**, MERV 10, (23.-3/4X26-1/2X1, 23.75 X 26.5 X 1, 23-3/4 X 26-1/2 X 1) |  |  |  | 2 |  | 0 | 0 | October | 2026
0052-FCU-4M.2 | 001 | 000090014143 | 2026-10-08 00:06 | 1501001192 | FILTER, 23.75X26.5X1**SPECIAL USE - STUDENT UNION**, MERV 10, (23.-3/4X26-1/2X1, 23.75 X 26.5 X 1, 23-3/4 X 26-1/2 X 1) | 1501001192 - FILTER, 23.75X26.5X1**SPECIAL USE - STUDENT UNION**, MERV 10, (23.-3/4X26-1/2X1, 23.75 X 26.5 X 1, 23-3/4 X 26-1/2 X 1) |  |  |  | 2 |  | 0 | 0 | October | 2026
0052-FCU-4M.2 | 001 | 000090014144 | 2026-10-08 00:06 | 1501001140 | FILTER, 12 X 20 X 1, PLEATED MDL 40 HI-CAP MERV 10 (12X20X1) | 1501001140 - FILTER, 12 X 20 X 1, PLEATED MDL 40 HI-CAP MERV 10 (12X20X1) |  |  |  | 4 |  | 2.8017 | 11.2068 | October | 2026
0052-FCU-4M.2 | 001 | 000006094826 | 2026-10-08 00:06 | 1501001873 | FILTER, 18 X 32 X 2, PLEATED MDL 40 HI-CAP MERV 10 (18X32X2, 32X18X2) | 1501001873 - FILTER, 18 X 32 X 2, PLEATED MDL 40 HI-CAP MERV 10 (18X32X2, 32X18X2) |  |  |  | 1 |  | 13.42 | 13.42 | October | 2026
0052-FCU-4M.2 | 001 | 000090014146 | 2026-10-08 00:06 | 1501001192 | FILTER, 23.75X26.5X1**SPECIAL USE - STUDENT UNION**, MERV 10, (23.-3/4X26-1/2X1, 23.75 X 26.5 X 1, 23-3/4 X 26-1/2 X 1) | 1501001192 - FILTER, 23.75X26.5X1**SPECIAL USE - STUDENT UNION**, MERV 10, (23.-3/4X26-1/2X1, 23.75 X 26.5 X 1, 23-3/4 X 26-1/2 X 1) |  |  |  | 1 |  | 0 | 0 | October | 2026
0052-FCU-4M.2 | 001 | 000007091353 | 2026-10-08 00:06 | 1501002235 | FILTER, 30/30, DUAL 9, HIGH-CAPACITY, MERV 9, 16X20X2 | 1501002235 - FILTER, 30/30, DUAL 9, HIGH-CAPACITY, MERV 9, 16X20X2 |  |  |  | 2 |  | 0 | 0 | October | 2026
0052-FCU-4M.2 | 001 | 000090014147 | 2026-10-08 00:06 | 1501001924 | FILTER, 16 X 22 X 1, PLEATED MDL 40 HI-CAP MERV 10 (16X22X1) | 1501001924 - FILTER, 16 X 22 X 1, PLEATED MDL 40 HI-CAP MERV 10 (16X22X1) |  |  |  | 2 |  | 6.8868 | 13.7736 | October | 2026
0052-FCU-4M.2 | 001 | 000090014148 | 2026-10-08 00:06 | 1501001141 | FILTER, 16 X 25 X 1, PLEATED MDL 40 HI-CAP MERV 10 (16X25X1) | 1501001141 - FILTER, 16 X 25 X 1, PLEATED MDL 40 HI-CAP MERV 10 (16X25X1) |  |  |  | 1 |  | 0 | 0 | October | 2026
B0016A DAHU10 Q | 001 | 000000005476 | 2026-10-08 00:11 | 1501001133 | FILTER, 20 X 20 X 1, PLEATED MDL 40 STANDARD MERV 10 (20X20X1) | 1501001133 - FILTER, 20 X 20 X 1, PLEATED MDL 40 STANDARD MERV 10 (20X20X1) |  |  |  | 1 |  | 0 | 0 | October | 2026
B0016A DAHU11 Q | 001 | 000000005477 | 2026-10-08 00:11 | 1501001133 | FILTER, 20 X 20 X 1, PLEATED MDL 40 STANDARD MERV 10 (20X20X1) | 1501001133 - FILTER, 20 X 20 X 1, PLEATED MDL 40 STANDARD MERV 10 (20X20X1) |  |  |  | 1 |  | 0 | 0 | October | 2026
B0016A DAHU5 Q | 001 | 000000005472 | 2026-10-09 00:12 | 1501001139 | FILTER, 16 X 20 X 1, PLEATED MDL 40 HI-CAP MERV 10 (16X20X1) (ACTUAL SIZE: 15-1/2"X19-1/2"X3/4") | 1501001139 - FILTER, 16 X 20 X 1, PLEATED MDL 40 HI-CAP MERV 10 (16X20X1) (ACTUAL SIZE: 15-1/2"X19-1/2"X3/4") |  |  |  | 1 |  | 0 | 0 | October | 2026
B0016A DAHU6 Q | 001 | 000090002446 | 2026-10-09 00:12 | 1501001133 | FILTER, 20 X 20 X 1, PLEATED MDL 40 STANDARD MERV 10 (20X20X1) | 1501001133 - FILTER, 20 X 20 X 1, PLEATED MDL 40 STANDARD MERV 10 (20X20X1) |  |  |  | 1 |  | 0 | 0 | October | 2026
B0016A DAHU8 Q | 001 | 000000005474 | 2026-10-09 00:12 | 1501001133 | FILTER, 20 X 20 X 1, PLEATED MDL 40 STANDARD MERV 10 (20X20X1) | 1501001133 - FILTER, 20 X 20 X 1, PLEATED MDL 40 STANDARD MERV 10 (20X20X1) |  |  |  | 3 |  | 0 | 0 | October | 2026
B0016A DAHU9 Q | 001 | 000000005475 | 2026-10-09 00:12 | 1501001133 | FILTER, 20 X 20 X 1, PLEATED MDL 40 STANDARD MERV 10 (20X20X1) | 1501001133 - FILTER, 20 X 20 X 1, PLEATED MDL 40 STANDARD MERV 10 (20X20X1) |  |  |  | 1 |  | 0 | 0 | October | 2026
SPLY FAN Q-1 T4 | 001 | 000000309013 | 2026-10-09 00:31 | 1501001119 | FILTER, 24 X 24 X 2, PLEATED MDL 40 HI-CAP MERV 10 (24X24X2) | 1501001119 - FILTER, 24 X 24 X 2, PLEATED MDL 40 HI-CAP MERV 10 (24X24X2) |  |  |  | 9 |  | 0 | 0 | October | 2026
AHU-Q-SERV T4 | 001 | 000000314141 | 2026-10-10 00:10 | 1501001123 | FILTER, 16 X 20 X 2, PLEATED MDL 40 HI-CAP MERV 10 (16X20X2) | 1501001123 - FILTER, 16 X 20 X 2, PLEATED MDL 40 HI-CAP MERV 10 (16X20X2) |  |  |  | 3 |  | 0 | 0 | October | 2026
AHU-Q-SERV T4 | 001 | 000000314141 | 2026-10-10 00:10 | 1501003009 | FILTER, 14 INCH X 20 INCH X 2 INCH, PLEATED MDL 40 HI-CAP MERV 10 (14X20X2, 14 X 20 X 2) | 1501003009 - FILTER, 14 INCH X 20 INCH X 2 INCH, PLEATED MDL 40 HI-CAP MERV 10 (14X20X2, 14 X 20 X 2) |  |  |  | 3 |  | 0 | 0 | October | 2026
B0016A DAHU13 Q | 001 | 000000005479 | 2026-10-10 00:11 | 1501001139 | FILTER, 16 X 20 X 1, PLEATED MDL 40 HI-CAP MERV 10 (16X20X1) (ACTUAL SIZE: 15-1/2"X19-1/2"X3/4") | 1501001139 - FILTER, 16 X 20 X 1, PLEATED MDL 40 HI-CAP MERV 10 (16X20X1) (ACTUAL SIZE: 15-1/2"X19-1/2"X3/4") |  |  |  | 1 |  | 0 | 0 | October | 2026
B0016A DAHU15 Q | 001 | 000090002438 | 2026-10-10 00:11 | 1501001133 | FILTER, 20 X 20 X 1, PLEATED MDL 40 STANDARD MERV 10 (20X20X1) | 1501001133 - FILTER, 20 X 20 X 1, PLEATED MDL 40 STANDARD MERV 10 (20X20X1) |  |  |  | 1 |  | 0 | 0 | October | 2026
B0016A DAHU17 Q | 001 | 000000006193 | 2026-10-10 00:11 | 1501001139 | FILTER, 16 X 20 X 1, PLEATED MDL 40 HI-CAP MERV 10 (16X20X1) (ACTUAL SIZE: 15-1/2"X19-1/2"X3/4") | 1501001139 - FILTER, 16 X 20 X 1, PLEATED MDL 40 HI-CAP MERV 10 (16X20X1) (ACTUAL SIZE: 15-1/2"X19-1/2"X3/4") |  |  |  | 1 |  | 0 | 0 | October | 2026
B0016A DAHU18 Q | 001 | 000000005480 | 2026-10-10 00:11 | 1501001139 | FILTER, 16 X 20 X 1, PLEATED MDL 40 HI-CAP MERV 10 (16X20X1) (ACTUAL SIZE: 15-1/2"X19-1/2"X3/4") | 1501001139 - FILTER, 16 X 20 X 1, PLEATED MDL 40 HI-CAP MERV 10 (16X20X1) (ACTUAL SIZE: 15-1/2"X19-1/2"X3/4") |  |  |  | 1 |  | 0 | 0 | October | 2026
B0016A DAHU2 Q | 001 | 000000005470 | 2026-10-10 00:12 | 1501001928 | FILTER, 20 X 22 X 1, PLEATED MDL 40 HI-CAP MERV 10 (20X22X1) | 1501001928 - FILTER, 20 X 22 X 1, PLEATED MDL 40 HI-CAP MERV 10 (20X22X1) |  |  |  | 1 |  | 1 | 1 | October | 2026
B0016A DAHU4 Q | 001 | 000000005471 | 2026-10-10 00:12 | 1501001133 | FILTER, 20 X 20 X 1, PLEATED MDL 40 STANDARD MERV 10 (20X20X1) | 1501001133 - FILTER, 20 X 20 X 1, PLEATED MDL 40 STANDARD MERV 10 (20X20X1) |  |  |  | 1 |  | 0 | 0 | October | 2026
B8151 AHU 03M | 001 | 000006090330 | 2026-10-12 00:23 | 1501003009 | FILTER, 14 INCH X 20 INCH X 2 INCH, PLEATED MDL 40 HI-CAP MERV 10 (14X20X2, 14 X 20 X 2) | 1501003009 - FILTER, 14 INCH X 20 INCH X 2 INCH, PLEATED MDL 40 HI-CAP MERV 10 (14X20X2, 14 X 20 X 2) |  |  |  | 2 |  | 0 | 0 | October | 2026
0052-FCU-4M | 001 | 000007091354 | 2026-10-14 00:06 | 1501002235 | FILTER, 30/30, DUAL 9, HIGH-CAPACITY, MERV 9, 16X20X2 | 1501002235 - FILTER, 30/30, DUAL 9, HIGH-CAPACITY, MERV 9, 16X20X2 |  |  |  | 2 |  | 0 | 0 | October | 2026
0052-FCU-4M | 001 | 000008092718 | 2026-10-14 00:06 | 1501002235 | FILTER, 30/30, DUAL 9, HIGH-CAPACITY, MERV 9, 16X20X2 | 1501002235 - FILTER, 30/30, DUAL 9, HIGH-CAPACITY, MERV 9, 16X20X2 |  |  |  | 2 |  | 0 | 0 | October | 2026
0052-FCU-4M | 001 | 000008092747 | 2026-10-14 00:06 | 1501002235 | FILTER, 30/30, DUAL 9, HIGH-CAPACITY, MERV 9, 16X20X2 | 1501002235 - FILTER, 30/30, DUAL 9, HIGH-CAPACITY, MERV 9, 16X20X2 |  |  |  | 2 |  | 0 | 0 | October | 2026
0052-FCU-4M | 001 | 000090014089 | 2026-10-14 00:06 | 1501001096 | FILTER, 3-7/8X19-1/4X1, **STUDENT UNION**, PLEATED MDL 40 HI-CAP MERV10 (3 7/8 X 19 1/4 X 1, 3.875X19.25X1) | 1501001096 - FILTER, 3-7/8X19-1/4X1, **STUDENT UNION**, PLEATED MDL 40 HI-CAP MERV10 (3 7/8 X 19 1/4 X 1, 3.875X19.25X1) |  |  |  | 2 |  | 4.294 | 8.588 | October | 2026
0052-FCU-4M | 001 | 000090014109 | 2026-10-14 00:06 | 1501001192 | FILTER, 23.75X26.5X1**SPECIAL USE - STUDENT UNION**, MERV 10, (23.-3/4X26-1/2X1, 23.75 X 26.5 X 1, 23-3/4 X 26-1/2 X 1) | 1501001192 - FILTER, 23.75X26.5X1**SPECIAL USE - STUDENT UNION**, MERV 10, (23.-3/4X26-1/2X1, 23.75 X 26.5 X 1, 23-3/4 X 26-1/2 X 1) |  |  |  | 2 |  | 0 | 0 | October | 2026
0052-FCU-4M | 001 | 000090014110 | 2026-10-14 00:06 | 1501001192 | FILTER, 23.75X26.5X1**SPECIAL USE - STUDENT UNION**, MERV 10, (23.-3/4X26-1/2X1, 23.75 X 26.5 X 1, 23-3/4 X 26-1/2 X 1) | 1501001192 - FILTER, 23.75X26.5X1**SPECIAL USE - STUDENT UNION**, MERV 10, (23.-3/4X26-1/2X1, 23.75 X 26.5 X 1, 23-3/4 X 26-1/2 X 1) |  |  |  | 2 |  | 0 | 0 | October | 2026
0052-FCU-4M | 001 | 000090014137 | 2026-10-14 00:06 | 1501001246 | FILTER, 18 X 20 X 2, PLEATED MDL 40 HI-CAP MERV 10 (18X20X2) | 1501001246 - FILTER, 18 X 20 X 2, PLEATED MDL 40 HI-CAP MERV 10 (18X20X2) |  |  |  | 2 |  | 3.5457 | 7.0914 | October | 2026
0052-FCU-4M | 001 | 000090014138 | 2026-10-14 00:06 | 1501001924 | FILTER, 16 X 22 X 1, PLEATED MDL 40 HI-CAP MERV 10 (16X22X1) | 1501001924 - FILTER, 16 X 22 X 1, PLEATED MDL 40 HI-CAP MERV 10 (16X22X1) |  |  |  | 2 |  | 6.8868 | 13.7736 | October | 2026
0052-FCU-4M | 001 | 000090014139 | 2026-10-14 00:06 | 1501001507 | FILTER, 16 INCH X 33 INCH X 1 INCH, PLEATED MDL 40 HI-CAP MERV 10 (16X33X1) | 1501001507 - FILTER, 16 INCH X 33 INCH X 1 INCH, PLEATED MDL 40 HI-CAP MERV 10 (16X33X1) |  |  |  | 1 |  | 8.6826 | 8.6826 | October | 2026
0052-FCU-4M | 001 | 000090014140 | 2026-10-14 00:06 | 1501001133 | FILTER, 20 X 20 X 1, PLEATED MDL 40 STANDARD MERV 10 (20X20X1) | 1501001133 - FILTER, 20 X 20 X 1, PLEATED MDL 40 STANDARD MERV 10 (20X20X1) |  |  |  | 2 |  | 0 | 0 | October | 2026
B0016A DAHU12 Q | 001 | 000000005478 | 2026-10-14 00:11 | 1501001133 | FILTER, 20 X 20 X 1, PLEATED MDL 40 STANDARD MERV 10 (20X20X1) | 1501001133 - FILTER, 20 X 20 X 1, PLEATED MDL 40 STANDARD MERV 10 (20X20X1) |  |  |  | 4 |  | 0 | 0 | October | 2026
B8130-OAHU-A | 001 | 000006094411 | 2026-10-14 00:23 | 1501002252 | FILTER, 30/30, DUAL 9, HIGH-CAPACITY, MERV 9, 30X36X2 | 1501002252 - FILTER, 30/30, DUAL 9, HIGH-CAPACITY, MERV 9, 30X36X2 |  |  |  | 2 |  | 47.08 | 94.16 | October | 2026
B8130-OAHU-A | 001 | 000006094411 | 2026-10-14 00:23 | 1501002253 | FILTER, 30/30, DUAL 9, HIGH-CAPACITY, MERV 9, 22X36X4 | 1501002253 - FILTER, 30/30, DUAL 9, HIGH-CAPACITY, MERV 9, 22X36X4 |  |  |  | 2 |  | 47.9 | 95.8 | October | 2026
B8130-OAHU-A | 001 | 000006094411 | 2026-10-14 00:23 | 1501002251 | FILTER, 30/30, DUAL 9, HIGH-CAPACITY, MERV 9, 22X36X2 | 1501002251 - FILTER, 30/30, DUAL 9, HIGH-CAPACITY, MERV 9, 22X36X2 |  |  |  | 2 |  | 34.92 | 69.84 | October | 2026
B8130-OAHU-A | 001 | 000006094411 | 2026-10-14 00:23 | 1501003038 | FILTER, 30/30, DUAL 9, HIGH-CAPACITY, MERV 9, 22X29X2 | 1501003038 - FILTER, 30/30, DUAL 9, HIGH-CAPACITY, MERV 9, 22X29X2 |  |  |  | 2 |  | 0 | 0 | October | 2026
B8130-OAHU-A | 001 | 000006094411 | 2026-10-14 00:23 | 1501003039 | FILTER, 30/30, DUAL 9, HIGH-CAPACITY, MERV 9, 22X29X4 | 1501003039 - FILTER, 30/30, DUAL 9, HIGH-CAPACITY, MERV 9, 22X29X4 |  |  |  | 2 |  | 0 | 0 | October | 2026
0150 FCU A | 001 | 000000126018 | 2026-10-15 00:08 | 1501001125 | FILTER, 12 X 24 X 2, PLEATED MDL 40 HI-CAP MERV 10 (12X24X2) | 1501001125 - FILTER, 12 X 24 X 2, PLEATED MDL 40 HI-CAP MERV 10 (12X24X2) |  |  |  | 1 |  | 0 | 0 | October | 2026
0150 FCU A | 001 | 000000126041 | 2026-10-15 00:08 | 1501001125 | FILTER, 12 X 24 X 2, PLEATED MDL 40 HI-CAP MERV 10 (12X24X2) | 1501001125 - FILTER, 12 X 24 X 2, PLEATED MDL 40 HI-CAP MERV 10 (12X24X2) |  |  |  | 1 |  | 0 | 0 | October | 2026
0150 FCU A | 001 | 000000126064 | 2026-10-15 00:08 | 1501001125 | FILTER, 12 X 24 X 2, PLEATED MDL 40 HI-CAP MERV 10 (12X24X2) | 1501001125 - FILTER, 12 X 24 X 2, PLEATED MDL 40 HI-CAP MERV 10 (12X24X2) |  |  |  | 1 |  | 0 | 0 | October | 2026
B0150 AHU1 A | 001 | 000000126063 | 2026-10-15 00:19 | 1501002210 | FILTER, BAG, 24X24X12, MERV14A, CAMFIL 10P, 405619A12 | 1501002210 - FILTER, BAG, 24X24X12, MERV14A, CAMFIL 10P, 405619A12 |  |  |  | 20 |  | 0 | 0 | October | 2026
B0150 AHU1 A | 001 | 000000126063 | 2026-10-15 00:19 | 1501002234 | FILTER, 30/30, DUAL 9, HIGH-CAPACITY, MERV 9, 24X24X2 | 1501002234 - FILTER, 30/30, DUAL 9, HIGH-CAPACITY, MERV 9, 24X24X2 |  |  |  | 20 |  | 0 | 0 | October | 2026
B8130 RTU-7 A | 001 | 000008091375 | 2026-10-15 00:23 | 1501001884 | FILTER, 10X18X1, PLEATED MDL 40 HI-CAP MERV 10 (10 X 18 X 1) | 1501001884 - FILTER, 10X18X1, PLEATED MDL 40 HI-CAP MERV 10 (10 X 18 X 1) |  |  |  | 1 |  | 0 | 0 | October | 2026
B8130 RTU-7 A | 001 | 000008091375 | 2026-10-15 00:23 | 1501001111 | FILTER, 18 X 18 X 1, PLEATED MDL 40 HI-CAP MERV 10 (18X18X1) | 1501001111 - FILTER, 18 X 18 X 1, PLEATED MDL 40 HI-CAP MERV 10 (18X18X1) |  |  |  | 1 |  | 0 | 0 | October | 2026
SPLY FAN Q-1 BS | 001 | 000000001566 | 2026-10-15 00:31 | 1501001133 | FILTER, 20 X 20 X 1, PLEATED MDL 40 STANDARD MERV 10 (20X20X1) | 1501001133 - FILTER, 20 X 20 X 1, PLEATED MDL 40 STANDARD MERV 10 (20X20X1) |  |  |  | 1 |  | 0 | 0 | October | 2026
SPLY FAN Q-1 BS | 001 | 000000001567 | 2026-10-15 00:31 | 1501001133 | FILTER, 20 X 20 X 1, PLEATED MDL 40 STANDARD MERV 10 (20X20X1) | 1501001133 - FILTER, 20 X 20 X 1, PLEATED MDL 40 STANDARD MERV 10 (20X20X1) |  |  |  | 1 |  | 0 | 0 | October | 2026
B0002 AHU-3 A | 001 | 000000000202 | 2026-10-16 00:10 | 1501001439 | BELT, #BX-94, BX94 (COG TYPE) | 1501001439 - BELT, #BX-94, BX94 (COG TYPE) |  |  |  | 2 |  | 0 | 0 | October | 2026
B0002 AHU-3 A | 001 | 000000000202 | 2026-10-16 00:10 | 1501002234 | FILTER, 30/30, DUAL 9, HIGH-CAPACITY, MERV 9, 24X24X2 | 1501002234 - FILTER, 30/30, DUAL 9, HIGH-CAPACITY, MERV 9, 24X24X2 |  |  |  | 10 |  | 0 | 0 | October | 2026
B0007C AHU-8 Q | 001 | 000000001521 | 2026-10-16 00:11 | 1501001122 | FILTER, 16 X 25 X 2, PLEATED MDL 40 HI-CAP MERV 10 (16X25X2) | 1501001122 - FILTER, 16 X 25 X 2, PLEATED MDL 40 HI-CAP MERV 10 (16X25X2) |  |  |  | 4 |  | 0 | 0 | October | 2026
B0007C AHU-8 Q | 001 | 000000001521 | 2026-10-16 00:11 | 1501001123 | FILTER, 16 X 20 X 2, PLEATED MDL 40 HI-CAP MERV 10 (16X20X2) | 1501001123 - FILTER, 16 X 20 X 2, PLEATED MDL 40 HI-CAP MERV 10 (16X20X2) |  |  |  | 2 |  | 0 | 0 | October | 2026
B8119 AHU-2 A | 001 | 000000309005 | 2026-10-16 00:22 | 1501001332 | BELT, #5VX840 | 1501001332 - BELT, #5VX840 |  |  |  | 3 |  | 43.6662 | 130.9986 | October | 2026
B8119 AHU-2 A | 001 | 000000309005 | 2026-10-16 00:22 | 1501002210 | FILTER, BAG, 24X24X12, MERV14A, CAMFIL 10P, 405619A12 | 1501002210 - FILTER, BAG, 24X24X12, MERV14A, CAMFIL 10P, 405619A12 |  |  |  | 8 |  | 0 | 0 | October | 2026
B8119 AHU-2 A | 001 | 000000309005 | 2026-10-16 00:22 | 1501002202 | FILTER, BAG, 24X12X12, HEIGHT X WIDTH X DEPTH, (VERTICAL CONFIGURATION), MERV14A, CAMFIL 5P, 405619C12 | 1501002202 - FILTER, BAG, 24X12X12, HEIGHT X WIDTH X DEPTH, (VERTICAL CONFIGURATION), MERV14A, CAMFIL 5P, 405619C12 |  |  |  | 2 |  | 0 | 0 | October | 2026
B8119 AHU-2 A | 001 | 000000309005 | 2026-10-16 00:22 | 1501002200 | FILTER, BAG, 12X24X12, HEIGHT X WIDTH X DEPTH, (HORIZONTAL CONFIGURATION), MERV14A, CAMFIL 10P, 405619F12 | 1501002200 - FILTER, BAG, 12X24X12, HEIGHT X WIDTH X DEPTH, (HORIZONTAL CONFIGURATION), MERV14A, CAMFIL 10P, 405619F12 |  |  |  | 4 |  | 78.19 | 312.76 | October | 2026
B8119 AHU-2 A | 001 | 000000309005 | 2026-10-16 00:22 | 1501001125 | FILTER, 12 X 24 X 2, PLEATED MDL 40 HI-CAP MERV 10 (12X24X2) | 1501001125 - FILTER, 12 X 24 X 2, PLEATED MDL 40 HI-CAP MERV 10 (12X24X2) |  |  |  | 6 |  | 0 | 0 | October | 2026
B8119 AHU-2 A | 001 | 000000309005 | 2026-10-16 00:22 | 1501001119 | FILTER, 24 X 24 X 2, PLEATED MDL 40 HI-CAP MERV 10 (24X24X2) | 1501001119 - FILTER, 24 X 24 X 2, PLEATED MDL 40 HI-CAP MERV 10 (24X24X2) |  |  |  | 8 |  | 0 | 0 | October | 2026
B8119 AHU-4 A | 001 | 000000309007 | 2026-10-16 00:22 | 1501001332 | BELT, #5VX840 | 1501001332 - BELT, #5VX840 |  |  |  | 3 |  | 43.6662 | 130.9986 | October | 2026
B8119 AHU-4 A | 001 | 000000309007 | 2026-10-16 00:22 | 1501002200 | FILTER, BAG, 12X24X12, HEIGHT X WIDTH X DEPTH, (HORIZONTAL CONFIGURATION), MERV14A, CAMFIL 10P, 405619F12 | 1501002200 - FILTER, BAG, 12X24X12, HEIGHT X WIDTH X DEPTH, (HORIZONTAL CONFIGURATION), MERV14A, CAMFIL 10P, 405619F12 |  |  |  | 4 |  | 78.19 | 312.76 | October | 2026
B8119 AHU-4 A | 001 | 000000309007 | 2026-10-16 00:22 | 1501002202 | FILTER, BAG, 24X12X12, HEIGHT X WIDTH X DEPTH, (VERTICAL CONFIGURATION), MERV14A, CAMFIL 5P, 405619C12 | 1501002202 - FILTER, BAG, 24X12X12, HEIGHT X WIDTH X DEPTH, (VERTICAL CONFIGURATION), MERV14A, CAMFIL 5P, 405619C12 |  |  |  | 2 |  | 0 | 0 | October | 2026
B8119 AHU-4 A | 001 | 000000309007 | 2026-10-16 00:22 | 1501002210 | FILTER, BAG, 24X24X12, MERV14A, CAMFIL 10P, 405619A12 | 1501002210 - FILTER, BAG, 24X24X12, MERV14A, CAMFIL 10P, 405619A12 |  |  |  | 8 |  | 0 | 0 | October | 2026
B8119 AHU-4 A | 001 | 000000309007 | 2026-10-16 00:22 | 1501001125 | FILTER, 12 X 24 X 2, PLEATED MDL 40 HI-CAP MERV 10 (12X24X2) | 1501001125 - FILTER, 12 X 24 X 2, PLEATED MDL 40 HI-CAP MERV 10 (12X24X2) |  |  |  | 6 |  | 0 | 0 | October | 2026
B8119 AHU-4 A | 001 | 000000309007 | 2026-10-16 00:22 | 1501001119 | FILTER, 24 X 24 X 2, PLEATED MDL 40 HI-CAP MERV 10 (24X24X2) | 1501001119 - FILTER, 24 X 24 X 2, PLEATED MDL 40 HI-CAP MERV 10 (24X24X2) |  |  |  | 8 |  | 0 | 0 | October | 2026
B8119 AHU-5 A | 001 | 000000309008 | 2026-10-17 00:22 | 1501001332 | BELT, #5VX840 | 1501001332 - BELT, #5VX840 |  |  |  | 3 |  | 43.6662 | 130.9986 | October | 2026
B8119 AHU-5 A | 001 | 000000309008 | 2026-10-17 00:22 | 1501002200 | FILTER, BAG, 12X24X12, HEIGHT X WIDTH X DEPTH, (HORIZONTAL CONFIGURATION), MERV14A, CAMFIL 10P, 405619F12 | 1501002200 - FILTER, BAG, 12X24X12, HEIGHT X WIDTH X DEPTH, (HORIZONTAL CONFIGURATION), MERV14A, CAMFIL 10P, 405619F12 |  |  |  | 4 |  | 78.19 | 312.76 | October | 2026
B8119 AHU-5 A | 001 | 000000309008 | 2026-10-17 00:22 | 1501002202 | FILTER, BAG, 24X12X12, HEIGHT X WIDTH X DEPTH, (VERTICAL CONFIGURATION), MERV14A, CAMFIL 5P, 405619C12 | 1501002202 - FILTER, BAG, 24X12X12, HEIGHT X WIDTH X DEPTH, (VERTICAL CONFIGURATION), MERV14A, CAMFIL 5P, 405619C12 |  |  |  | 2 |  | 0 | 0 | October | 2026
B8119 AHU-5 A | 001 | 000000309008 | 2026-10-17 00:22 | 1501002210 | FILTER, BAG, 24X24X12, MERV14A, CAMFIL 10P, 405619A12 | 1501002210 - FILTER, BAG, 24X24X12, MERV14A, CAMFIL 10P, 405619A12 |  |  |  | 8 |  | 0 | 0 | October | 2026
B8119 AHU-1 A | 001 | 000000309004 | 2026-10-21 00:22 | 1501001332 | BELT, #5VX840 | 1501001332 - BELT, #5VX840 |  |  |  | 3 |  | 43.6662 | 130.9986 | October | 2026
B8119 AHU-1 A | 001 | 000000309004 | 2026-10-21 00:22 | 1501002210 | FILTER, BAG, 24X24X12, MERV14A, CAMFIL 10P, 405619A12 | 1501002210 - FILTER, BAG, 24X24X12, MERV14A, CAMFIL 10P, 405619A12 |  |  |  | 8 |  | 0 | 0 | October | 2026
B8119 AHU-1 A | 001 | 000000309004 | 2026-10-21 00:22 | 1501002202 | FILTER, BAG, 24X12X12, HEIGHT X WIDTH X DEPTH, (VERTICAL CONFIGURATION), MERV14A, CAMFIL 5P, 405619C12 | 1501002202 - FILTER, BAG, 24X12X12, HEIGHT X WIDTH X DEPTH, (VERTICAL CONFIGURATION), MERV14A, CAMFIL 5P, 405619C12 |  |  |  | 2 |  | 0 | 0 | October | 2026
B8119 AHU-1 A | 001 | 000000309004 | 2026-10-21 00:22 | 1501002200 | FILTER, BAG, 12X24X12, HEIGHT X WIDTH X DEPTH, (HORIZONTAL CONFIGURATION), MERV14A, CAMFIL 10P, 405619F12 | 1501002200 - FILTER, BAG, 12X24X12, HEIGHT X WIDTH X DEPTH, (HORIZONTAL CONFIGURATION), MERV14A, CAMFIL 10P, 405619F12 |  |  |  | 4 |  | 78.19 | 312.76 | October | 2026
B8119 AHU-1 A | 001 | 000000309004 | 2026-10-21 00:22 | 1501001125 | FILTER, 12 X 24 X 2, PLEATED MDL 40 HI-CAP MERV 10 (12X24X2) | 1501001125 - FILTER, 12 X 24 X 2, PLEATED MDL 40 HI-CAP MERV 10 (12X24X2) |  |  |  | 6 |  | 0 | 0 | October | 2026
B8119 AHU-1 A | 001 | 000000309004 | 2026-10-21 00:22 | 1501001119 | FILTER, 24 X 24 X 2, PLEATED MDL 40 HI-CAP MERV 10 (24X24X2) | 1501001119 - FILTER, 24 X 24 X 2, PLEATED MDL 40 HI-CAP MERV 10 (24X24X2) |  |  |  | 8 |  | 0 | 0 | October | 2026
B8119 AHU-3 A | 001 | 000000309006 | 2026-10-21 00:22 | 1501001332 | BELT, #5VX840 | 1501001332 - BELT, #5VX840 |  |  |  | 3 |  | 43.6662 | 130.9986 | October | 2026
B8119 AHU-3 A | 001 | 000000309006 | 2026-10-21 00:22 | 1501002200 | FILTER, BAG, 12X24X12, HEIGHT X WIDTH X DEPTH, (HORIZONTAL CONFIGURATION), MERV14A, CAMFIL 10P, 405619F12 | 1501002200 - FILTER, BAG, 12X24X12, HEIGHT X WIDTH X DEPTH, (HORIZONTAL CONFIGURATION), MERV14A, CAMFIL 10P, 405619F12 |  |  |  | 4 |  | 78.19 | 312.76 | October | 2026
B8119 AHU-3 A | 001 | 000000309006 | 2026-10-21 00:22 | 1501002202 | FILTER, BAG, 24X12X12, HEIGHT X WIDTH X DEPTH, (VERTICAL CONFIGURATION), MERV14A, CAMFIL 5P, 405619C12 | 1501002202 - FILTER, BAG, 24X12X12, HEIGHT X WIDTH X DEPTH, (VERTICAL CONFIGURATION), MERV14A, CAMFIL 5P, 405619C12 |  |  |  | 2 |  | 0 | 0 | October | 2026
B8119 AHU-3 A | 001 | 000000309006 | 2026-10-21 00:22 | 1501002210 | FILTER, BAG, 24X24X12, MERV14A, CAMFIL 10P, 405619A12 | 1501002210 - FILTER, BAG, 24X24X12, MERV14A, CAMFIL 10P, 405619A12 |  |  |  | 8 |  | 0 | 0 | October | 2026
B8119 AHU-3 A | 001 | 000000309006 | 2026-10-21 00:22 | 1501001125 | FILTER, 12 X 24 X 2, PLEATED MDL 40 HI-CAP MERV 10 (12X24X2) | 1501001125 - FILTER, 12 X 24 X 2, PLEATED MDL 40 HI-CAP MERV 10 (12X24X2) |  |  |  | 6 |  | 0 | 0 | October | 2026
B8119 AHU-3 A | 001 | 000000309006 | 2026-10-21 00:22 | 1501001119 | FILTER, 24 X 24 X 2, PLEATED MDL 40 HI-CAP MERV 10 (24X24X2) | 1501001119 - FILTER, 24 X 24 X 2, PLEATED MDL 40 HI-CAP MERV 10 (24X24X2) |  |  |  | 8 |  | 0 | 0 | October | 2026
B8130 RTU-12 A | 001 | 000008091377 | 2026-10-21 00:23 | 1501001884 | FILTER, 10X18X1, PLEATED MDL 40 HI-CAP MERV 10 (10 X 18 X 1) | 1501001884 - FILTER, 10X18X1, PLEATED MDL 40 HI-CAP MERV 10 (10 X 18 X 1) |  |  |  | 1 |  | 0 | 0 | October | 2026
B8130 RTU-12 A | 001 | 000008091377 | 2026-10-21 00:23 | 1501001111 | FILTER, 18 X 18 X 1, PLEATED MDL 40 HI-CAP MERV 10 (18X18X1) | 1501001111 - FILTER, 18 X 18 X 1, PLEATED MDL 40 HI-CAP MERV 10 (18X18X1) |  |  |  | 1 |  | 0 | 0 | October | 2026
B0007G AHU-11 A | 001 | 000000001681 | 2026-10-29 00:11 | 1501001122 | FILTER, 16 X 25 X 2, PLEATED MDL 40 HI-CAP MERV 10 (16X25X2) | 1501001122 - FILTER, 16 X 25 X 2, PLEATED MDL 40 HI-CAP MERV 10 (16X25X2) |  |  |  | 4 |  | 0 | 0 | October | 2026
B0007G AHU-11 A | 001 | 000000001681 | 2026-10-29 00:11 | 1501001444 | BELT, #BX-105, BX105 (COG TYPE) | 1501001444 - BELT, #BX-105, BX105 (COG TYPE) |  |  |  | 2 |  | 18.6361 | 37.2722 | October | 2026
B0007G AHU-11 A | 001 | 000000001681 | 2026-10-29 00:11 | 1501002233 | FILTER, 30/30, DUAL 9, HIGH-CAPACITY, MERV 9, 20X24X2 | 1501002233 - FILTER, 30/30, DUAL 9, HIGH-CAPACITY, MERV 9, 20X24X2 |  |  |  | 4 |  | 0 | 0 | October | 2026
B0007G AHU-11 A | 001 | 000000001681 | 2026-10-29 00:11 | 1501002234 | FILTER, 30/30, DUAL 9, HIGH-CAPACITY, MERV 9, 24X24X2 | 1501002234 - FILTER, 30/30, DUAL 9, HIGH-CAPACITY, MERV 9, 24X24X2 |  |  |  | 4 |  | 0 | 0 | October | 2026
B0007H AHU12 A | 001 | 000000001702 | 2026-10-29 00:11 | 1501002208 | FILTER, BAG, 24X20X12, HEIGHT X WIDTH X DEPTH, (VERTICAL CONFIGURATION), MERV14A, CAMFIL 8P, 405619B12 (REPLACES 1501003005) | 1501002208 - FILTER, BAG, 24X20X12, HEIGHT X WIDTH X DEPTH, (VERTICAL CONFIGURATION), MERV14A, CAMFIL 8P, 405619B12 (REPLACES 1501003005) |  |  |  | 2 |  | 0 | 0 | October | 2026
B0007H AHU12 A | 001 | 000000001702 | 2026-10-29 00:11 | 1501002210 | FILTER, BAG, 24X24X12, MERV14A, CAMFIL 10P, 405619A12 | 1501002210 - FILTER, BAG, 24X24X12, MERV14A, CAMFIL 10P, 405619A12 |  |  |  | 6 |  | 0 | 0 | October | 2026
B0007D AHU-5 A | 001 | 000000001550 | 2026-10-30 00:11 | 1501002206 | FILTER, BAG, 20X24X12, HEIGHT X WIDTH X DEPTH, (HORIZONTAL CONFIGURATION), MERV14A, CAMFIL 10P, 405619E12 (REPLACES 1501003005) | 1501002206 - FILTER, BAG, 20X24X12, HEIGHT X WIDTH X DEPTH, (HORIZONTAL CONFIGURATION), MERV14A, CAMFIL 10P, 405619E12 (REPLACES 1501003005) |  |  |  | 12 |  | 0 | 0 | October | 2026
B0007D AHU-5 A | 001 | 000000001550 | 2026-10-30 00:11 | 1501001436 | BELT, #BX-85, BX85 (COG TYPE) | 1501001436 - BELT, #BX-85, BX85 (COG TYPE) |  |  |  | 2 |  | 0 | 0 | October | 2026
B0007D AHU-6 A | 001 | 000000001551 | 2026-10-30 00:11 | 1501001436 | BELT, #BX-85, BX85 (COG TYPE) | 1501001436 - BELT, #BX-85, BX85 (COG TYPE) |  |  |  | 2 |  | 0 | 0 | October | 2026
B0007D AHU-6 A | 001 | 000000001551 | 2026-10-30 00:11 | 1501002206 | FILTER, BAG, 20X24X12, HEIGHT X WIDTH X DEPTH, (HORIZONTAL CONFIGURATION), MERV14A, CAMFIL 10P, 405619E12 (REPLACES 1501003005) | 1501002206 - FILTER, BAG, 20X24X12, HEIGHT X WIDTH X DEPTH, (HORIZONTAL CONFIGURATION), MERV14A, CAMFIL 10P, 405619E12 (REPLACES 1501003005) |  |  |  | 12 |  | 0 | 0 | October | 2026
B0007E AHU-10 A | 001 | 000000001601 | 2026-10-30 00:11 | 1501002208 | FILTER, BAG, 24X20X12, HEIGHT X WIDTH X DEPTH, (VERTICAL CONFIGURATION), MERV14A, CAMFIL 8P, 405619B12 (REPLACES 1501003005) | 1501002208 - FILTER, BAG, 24X20X12, HEIGHT X WIDTH X DEPTH, (VERTICAL CONFIGURATION), MERV14A, CAMFIL 8P, 405619B12 (REPLACES 1501003005) |  |  |  | 2 |  | 0 | 0 | October | 2026
B0007E AHU-10 A | 001 | 000000001601 | 2026-10-30 00:11 | 1501002210 | FILTER, BAG, 24X24X12, MERV14A, CAMFIL 10P, 405619A12 | 1501002210 - FILTER, BAG, 24X24X12, MERV14A, CAMFIL 10P, 405619A12 |  |  |  | 6 |  | 0 | 0 | October | 2026
B0007F AHU-1 A | 001 | 000000001662 | 2026-10-30 00:11 | 1501001619 | FILTER, 15 X 20 X 2, PLEATED MDL 40 HI-CAP MERV 10 (15X20X2) | 1501001619 - FILTER, 15 X 20 X 2, PLEATED MDL 40 HI-CAP MERV 10 (15X20X2) |  |  |  | 8 |  | 3.71 | 29.68 | October | 2026
B0007F AHU-1 A | 001 | 000000001662 | 2026-10-30 00:11 | 1501001412 | BELT, #BX-58, BX58 (COG TYPE) | 1501001412 - BELT, #BX-58, BX58 (COG TYPE) |  |  |  | 1 |  | 0 | 0 | October | 2026
0020 AHU TAF-A | 001 | 000090014011 | 2026-11-04 00:05 | 1501003029 | FILTER, 12 X 24 X 4, MERV 14, (12X24X4) | 1501003029 - FILTER, 12 X 24 X 4, MERV 14, (12X24X4) |  |  |  | 2 |  | 31.64 | 63.28 | November | 2026
0020 AHU TAF-A | 001 | 000090014011 | 2026-11-04 00:05 | 1501003032 | FILTER, 24 X 24 X 4, MERV 14, (24X24X4) | 1501003032 - FILTER, 24 X 24 X 4, MERV 14, (24X24X4) |  |  |  | 4 |  | 57.3661 | 229.4644 | November | 2026
0020 AHU TAF-A | 001 | 000090014011 | 2026-11-04 00:05 | 1501002231 | FILTER, 30/30, DUAL 9, HIGH-CAPACITY, MERV 9, 12X24X2 | 1501002231 - FILTER, 30/30, DUAL 9, HIGH-CAPACITY, MERV 9, 12X24X2 |  |  |  | 2 |  | 0 | 0 | November | 2026
0020 AHU TAF-A | 001 | 000090014011 | 2026-11-04 00:05 | 1501002234 | FILTER, 30/30, DUAL 9, HIGH-CAPACITY, MERV 9, 24X24X2 | 1501002234 - FILTER, 30/30, DUAL 9, HIGH-CAPACITY, MERV 9, 24X24X2 |  |  |  | 4 |  | 0 | 0 | November | 2026
B0124 AHU-A | 001 | 000000112000 | 2026-11-04 00:18 | 1501001121 | FILTER, 20 X 20 X 2, PLEATED MDL 40 STANDARD MERV 10 (20X20X2) | 1501001121 - FILTER, 20 X 20 X 2, PLEATED MDL 40 STANDARD MERV 10 (20X20X2) |  |  |  | 4 |  | 0 | 0 | November | 2026
B0124 AHU-A | 001 | 000000112001 | 2026-11-04 00:18 | 1501001121 | FILTER, 20 X 20 X 2, PLEATED MDL 40 STANDARD MERV 10 (20X20X2) | 1501001121 - FILTER, 20 X 20 X 2, PLEATED MDL 40 STANDARD MERV 10 (20X20X2) |  |  |  | 4 |  | 0 | 0 | November | 2026
B0124 AHU-A | 001 | 000000112000 | 2026-11-04 00:18 | 1501001363 | BELT, #AX-53, AX53 (COG TYPE) | 1501001363 - BELT, #AX-53, AX53 (COG TYPE) |  |  |  | 1 |  | 5.593 | 5.593 | November | 2026
B0005 AHU-4 Q1 | 001 | 000008092495 | 2026-11-06 00:11 | 1501002237 | FILTER, 30/30, DUAL 9, HIGH-CAPACITY, MERV 9, 20X25X2 | 1501002237 - FILTER, 30/30, DUAL 9, HIGH-CAPACITY, MERV 9, 20X25X2 |  |  |  | 2 |  | 16.46 | 32.92 | November | 2026
B0005 AHU-4 Q1 | 001 | 000008092495 | 2026-11-06 00:11 | 1501002236 | FILTER, 30/30, DUAL 9, HIGH-CAPACITY, MERV 9, 16X25X2 | 1501002236 - FILTER, 30/30, DUAL 9, HIGH-CAPACITY, MERV 9, 16X25X2 |  |  |  | 4 |  | 0 | 0 | November | 2026
B8130 AHU Q-9 | 001 | 000090003429 | 2026-11-06 00:23 | 1501001881 | FILTER, 22 X 24 X 1, PLEATED MDL 40 HI-CAP MERV 10 (22X24X1) | 1501001881 - FILTER, 22 X 24 X 1, PLEATED MDL 40 HI-CAP MERV 10 (22X24X1) |  |  |  | 1 |  | 0 | 0 | November | 2026
B0020 FCU Q-1 | 001 | 000000013116 | 2026-11-07 00:12 | 1501001529 | FILTER, 8.875 X 61.125 X 1, PLEATED MDL 40 HI-CAP MERV 10 (8 7/8 X 61 1/8 X1, 8 7/8X61 1/8X1, 8.875X61.125X1) | 1501001529 - FILTER, 8.875 X 61.125 X 1, PLEATED MDL 40 HI-CAP MERV 10 (8 7/8 X 61 1/8 X1, 8 7/8X61 1/8X1, 8.875X61.125X1) |  |  |  | 1 |  | 16.89 | 16.89 | November | 2026
B0020 FCU Q-1 | 001 | 000006094786 | 2026-11-07 00:12 | 1501001125 | FILTER, 12 X 24 X 2, PLEATED MDL 40 HI-CAP MERV 10 (12X24X2) | 1501001125 - FILTER, 12 X 24 X 2, PLEATED MDL 40 HI-CAP MERV 10 (12X24X2) |  |  |  | 1 |  | 0 | 0 | November | 2026
B0020 FCU Q-1 | 001 | 000006094787 | 2026-11-07 00:12 | 1501001125 | FILTER, 12 X 24 X 2, PLEATED MDL 40 HI-CAP MERV 10 (12X24X2) | 1501001125 - FILTER, 12 X 24 X 2, PLEATED MDL 40 HI-CAP MERV 10 (12X24X2) |  |  |  | 1 |  | 0 | 0 | November | 2026
B0020 FCU Q-1 | 001 | 000006094792 | 2026-11-07 00:12 | 1501001125 | FILTER, 12 X 24 X 2, PLEATED MDL 40 HI-CAP MERV 10 (12X24X2) | 1501001125 - FILTER, 12 X 24 X 2, PLEATED MDL 40 HI-CAP MERV 10 (12X24X2) |  |  |  | 1 |  | 0 | 0 | November | 2026
B0020 FCU Q-1 | 001 | 000006094786 | 2026-11-07 00:12 | 1501001190 | FILTER, 12 X 12 X 2, PLEATED MDL 40 HI-CAP MERV 10 (12X12X2) | 1501001190 - FILTER, 12 X 12 X 2, PLEATED MDL 40 HI-CAP MERV 10 (12X12X2) |  |  |  | 1 |  | 3.6574 | 3.6574 | November | 2026
B0020 FCU Q-1 | 001 | 000006094787 | 2026-11-07 00:12 | 1501001190 | FILTER, 12 X 12 X 2, PLEATED MDL 40 HI-CAP MERV 10 (12X12X2) | 1501001190 - FILTER, 12 X 12 X 2, PLEATED MDL 40 HI-CAP MERV 10 (12X12X2) |  |  |  | 1 |  | 3.6574 | 3.6574 | November | 2026
B0020 FCU Q-1 | 001 | 000006094792 | 2026-11-07 00:12 | 1501001190 | FILTER, 12 X 12 X 2, PLEATED MDL 40 HI-CAP MERV 10 (12X12X2) | 1501001190 - FILTER, 12 X 12 X 2, PLEATED MDL 40 HI-CAP MERV 10 (12X12X2) |  |  |  | 1 |  | 3.6574 | 3.6574 | November | 2026
B0052 AHU23 A | 001 | 000090003283 | 2026-11-07 00:14 | 1501002210 | FILTER, BAG, 24X24X12, MERV14A, CAMFIL 10P, 405619A12 | 1501002210 - FILTER, BAG, 24X24X12, MERV14A, CAMFIL 10P, 405619A12 |  |  |  | 1 |  | 0 | 0 | November | 2026
B0052 AHU23 A | 001 | 000090003283 | 2026-11-07 00:14 | 1501002208 | FILTER, BAG, 24X20X12, HEIGHT X WIDTH X DEPTH, (VERTICAL CONFIGURATION), MERV14A, CAMFIL 8P, 405619B12 (REPLACES 1501003005) | 1501002208 - FILTER, BAG, 24X20X12, HEIGHT X WIDTH X DEPTH, (VERTICAL CONFIGURATION), MERV14A, CAMFIL 8P, 405619B12 (REPLACES 1501003005) |  |  |  | 2 |  | 0 | 0 | November | 2026
B0052 AHU23 A | 001 | 000090003283 | 2026-11-07 00:14 | 1501002200 | FILTER, BAG, 12X24X12, HEIGHT X WIDTH X DEPTH, (HORIZONTAL CONFIGURATION), MERV14A, CAMFIL 10P, 405619F12 | 1501002200 - FILTER, BAG, 12X24X12, HEIGHT X WIDTH X DEPTH, (HORIZONTAL CONFIGURATION), MERV14A, CAMFIL 10P, 405619F12 |  |  |  | 2 |  | 78.19 | 156.38 | November | 2026
B0014 AHU-2 Q | 001 | 000000010001 | 2026-11-12 00:11 | 1501001120 | FILTER, 20 X 25 X 4, PLEATED MDL 40 HI-CAP MERV 10 (20X25X4) | 1501001120 - FILTER, 20 X 25 X 4, PLEATED MDL 40 HI-CAP MERV 10 (20X25X4) |  |  |  | 12 |  | 0 | 0 | November | 2026
B0014 AHU-2 Q | 001 | 000000010001 | 2026-11-12 00:11 | 1501001559 | FILTER, 16 X 20 X 4, PLEATED MDL 40 HI-CAP MERV 10 (16X20X4) | 1501001559 - FILTER, 16 X 20 X 4, PLEATED MDL 40 HI-CAP MERV 10 (16X20X4) |  |  |  | 1 |  | 0 | 0 | November | 2026
B0014 AHU-2 Q | 001 | 000000010001 | 2026-11-12 00:11 | 1501001911 | FILTER, 16 X 25 X 4, PLEATED MDL 40 HI-CAP MERV 10 (16X25X4) | 1501001911 - FILTER, 16 X 25 X 4, PLEATED MDL 40 HI-CAP MERV 10 (16X25X4) |  |  |  | 4 |  | 0 | 0 | November | 2026
B0127 FCU Q | 001 | 000000115029 | 2026-11-12 00:19 | 1501001882 | FILTER, 14 X 35 X 1, PLEATED MDL 40 HI-CAP MERV 10 (14X35X1, 35X14X1) | 1501001882 - FILTER, 14 X 35 X 1, PLEATED MDL 40 HI-CAP MERV 10 (14X35X1, 35X14X1) |  |  |  | 1 |  | 9.83 | 9.83 | November | 2026
B8130-OAHU-Q | 001 | 000006094411 | 2026-11-12 00:23 | 1501002251 | FILTER, 30/30, DUAL 9, HIGH-CAPACITY, MERV 9, 22X36X2 | 1501002251 - FILTER, 30/30, DUAL 9, HIGH-CAPACITY, MERV 9, 22X36X2 |  |  |  | 2 |  | 34.92 | 69.84 | November | 2026
B8130-OAHU-Q | 001 | 000006094411 | 2026-11-12 00:23 | 1501002252 | FILTER, 30/30, DUAL 9, HIGH-CAPACITY, MERV 9, 30X36X2 | 1501002252 - FILTER, 30/30, DUAL 9, HIGH-CAPACITY, MERV 9, 30X36X2 |  |  |  | 2 |  | 47.08 | 94.16 | November | 2026
B8130-OAHU-Q | 001 | 000006094411 | 2026-11-12 00:23 | 1501002253 | FILTER, 30/30, DUAL 9, HIGH-CAPACITY, MERV 9, 22X36X4 | 1501002253 - FILTER, 30/30, DUAL 9, HIGH-CAPACITY, MERV 9, 22X36X4 |  |  |  | 2 |  | 47.9 | 95.8 | November | 2026
B8130-OAHU-Q | 001 | 000006094411 | 2026-11-12 00:23 | 1501003038 | FILTER, 30/30, DUAL 9, HIGH-CAPACITY, MERV 9, 22X29X2 | 1501003038 - FILTER, 30/30, DUAL 9, HIGH-CAPACITY, MERV 9, 22X29X2 |  |  |  | 2 |  | 0 | 0 | November | 2026
B8130-OAHU-Q | 001 | 000006094411 | 2026-11-12 00:23 | 1501003039 | FILTER, 30/30, DUAL 9, HIGH-CAPACITY, MERV 9, 22X29X4 | 1501003039 - FILTER, 30/30, DUAL 9, HIGH-CAPACITY, MERV 9, 22X29X4 |  |  |  | 2 |  | 0 | 0 | November | 2026
0052 FTU SA.4 | 001 | 000008092637 | 2026-11-13 00:06 | 1501001250 | FILTER, 14 X 24 X 1, PLEATED MDL 40 HI-CAP MERV 10 (14X24X1) | 1501001250 - FILTER, 14 X 24 X 1, PLEATED MDL 40 HI-CAP MERV 10 (14X24X1) |  |  |  | 1 |  | 0 | 0 | November | 2026
0052 FTU SA.4 | 001 | 000008092660 | 2026-11-13 00:06 | 1501001250 | FILTER, 14 X 24 X 1, PLEATED MDL 40 HI-CAP MERV 10 (14X24X1) | 1501001250 - FILTER, 14 X 24 X 1, PLEATED MDL 40 HI-CAP MERV 10 (14X24X1) |  |  |  | 1 |  | 0 | 0 | November | 2026
0052 FTU SA.4 | 001 | 000008092661 | 2026-11-13 00:06 | 1501001250 | FILTER, 14 X 24 X 1, PLEATED MDL 40 HI-CAP MERV 10 (14X24X1) | 1501001250 - FILTER, 14 X 24 X 1, PLEATED MDL 40 HI-CAP MERV 10 (14X24X1) |  |  |  | 1 |  | 0 | 0 | November | 2026
0052 FTU SA.4 | 001 | 000008092662 | 2026-11-13 00:06 | 1501001250 | FILTER, 14 X 24 X 1, PLEATED MDL 40 HI-CAP MERV 10 (14X24X1) | 1501001250 - FILTER, 14 X 24 X 1, PLEATED MDL 40 HI-CAP MERV 10 (14X24X1) |  |  |  | 1 |  | 0 | 0 | November | 2026
0052 FTU SA.4 | 001 | 000008092663 | 2026-11-13 00:06 | 1501001250 | FILTER, 14 X 24 X 1, PLEATED MDL 40 HI-CAP MERV 10 (14X24X1) | 1501001250 - FILTER, 14 X 24 X 1, PLEATED MDL 40 HI-CAP MERV 10 (14X24X1) |  |  |  | 1 |  | 0 | 0 | November | 2026
0052 FTU SA.4 | 001 | 000008092665 | 2026-11-13 00:06 | 1501001250 | FILTER, 14 X 24 X 1, PLEATED MDL 40 HI-CAP MERV 10 (14X24X1) | 1501001250 - FILTER, 14 X 24 X 1, PLEATED MDL 40 HI-CAP MERV 10 (14X24X1) |  |  |  | 1 |  | 0 | 0 | November | 2026
0052 FTU SA.4 | 001 | 000008092666 | 2026-11-13 00:06 | 1501001250 | FILTER, 14 X 24 X 1, PLEATED MDL 40 HI-CAP MERV 10 (14X24X1) | 1501001250 - FILTER, 14 X 24 X 1, PLEATED MDL 40 HI-CAP MERV 10 (14X24X1) |  |  |  | 1 |  | 0 | 0 | November | 2026
0052 FTU SA.4 | 001 | 000008092679 | 2026-11-13 00:06 | 1501001250 | FILTER, 14 X 24 X 1, PLEATED MDL 40 HI-CAP MERV 10 (14X24X1) | 1501001250 - FILTER, 14 X 24 X 1, PLEATED MDL 40 HI-CAP MERV 10 (14X24X1) |  |  |  | 1 |  | 0 | 0 | November | 2026
B0016D DAHU4 Q | 001 | 000090009462 | 2026-11-13 00:12 | 1501001133 | FILTER, 20 X 20 X 1, PLEATED MDL 40 STANDARD MERV 10 (20X20X1) | 1501001133 - FILTER, 20 X 20 X 1, PLEATED MDL 40 STANDARD MERV 10 (20X20X1) |  |  |  | 1 |  | 0 | 0 | November | 2026
B0121 CRU Q-1 | 001 | 000000110531 | 2026-11-14 00:18 | 1501001120 | FILTER, 20 X 25 X 4, PLEATED MDL 40 HI-CAP MERV 10 (20X25X4) | 1501001120 - FILTER, 20 X 25 X 4, PLEATED MDL 40 HI-CAP MERV 10 (20X25X4) |  |  |  | 2 |  | 0 | 0 | November | 2026
B0121 CRU Q-1 | 001 | 000000110532 | 2026-11-14 00:18 | 1501001120 | FILTER, 20 X 25 X 4, PLEATED MDL 40 HI-CAP MERV 10 (20X25X4) | 1501001120 - FILTER, 20 X 25 X 4, PLEATED MDL 40 HI-CAP MERV 10 (20X25X4) |  |  |  | 2 |  | 0 | 0 | November | 2026
B0001 DX-PU-A | 001 | 000000000149 | 2026-11-18 00:10 | 1501001133 | FILTER, 20 X 20 X 1, PLEATED MDL 40 STANDARD MERV 10 (20X20X1) | 1501001133 - FILTER, 20 X 20 X 1, PLEATED MDL 40 STANDARD MERV 10 (20X20X1) |  |  |  | 1 |  | 0 | 0 | November | 2026
B0020 AHU-5 Q | 001 | 000000013006 | 2026-11-18 00:12 | 1501002239 | FILTER, 30/30, DUAL 9, HIGH-CAPACITY, MERV 9, 12X24X4 | 1501002239 - FILTER, 30/30, DUAL 9, HIGH-CAPACITY, MERV 9, 12X24X4 |  |  |  | 4 |  | 21.2707 | 85.0828 | November | 2026
B0020 AHU-5 Q | 001 | 000000013006 | 2026-11-18 00:12 | 1501002247 | FILTER, 30/30, DUAL 9, HIGH-CAPACITY, MERV 9, 24X24X4 | 1501002247 - FILTER, 30/30, DUAL 9, HIGH-CAPACITY, MERV 9, 24X24X4 |  |  |  | 12 |  | 0 | 0 | November | 2026
B0016C DAHU2 A | 001 | 000008091759 | 2026-11-19 00:12 | 1501001123 | FILTER, 16 X 20 X 2, PLEATED MDL 40 HI-CAP MERV 10 (16X20X2) | 1501001123 - FILTER, 16 X 20 X 2, PLEATED MDL 40 HI-CAP MERV 10 (16X20X2) |  |  |  | 1 |  | 0 | 0 | November | 2026
B0016D DAHU1 Q | 001 | 000090009459 | 2026-11-19 00:12 | 1501001133 | FILTER, 20 X 20 X 1, PLEATED MDL 40 STANDARD MERV 10 (20X20X1) | 1501001133 - FILTER, 20 X 20 X 1, PLEATED MDL 40 STANDARD MERV 10 (20X20X1) |  |  |  | 1 |  | 0 | 0 | November | 2026
B007C-FCU-A | 001 | 000090009474 | 2026-11-20 00:15 | 1501001133 | FILTER, 20 X 20 X 1, PLEATED MDL 40 STANDARD MERV 10 (20X20X1) | 1501001133 - FILTER, 20 X 20 X 1, PLEATED MDL 40 STANDARD MERV 10 (20X20X1) |  |  |  | 1 |  | 0 | 0 | November | 2026
B007C-FCU-A | 001 | 000090009474 | 2026-11-20 00:15 | 1501001378 | BELT, #AX-37, AX37 (COG TYPE) | 1501001378 - BELT, #AX-37, AX37 (COG TYPE) |  |  |  | 1 |  | 7.91 | 7.91 | November | 2026
B0016D DAHU2 Q | 001 | 000090009460 | 2026-11-21 00:12 | 1501001133 | FILTER, 20 X 20 X 1, PLEATED MDL 40 STANDARD MERV 10 (20X20X1) | 1501001133 - FILTER, 20 X 20 X 1, PLEATED MDL 40 STANDARD MERV 10 (20X20X1) |  |  |  | 1 |  | 0 | 0 | November | 2026
B0016D DAHU3 Q | 001 | 000090009461 | 2026-11-21 00:12 | 1501001133 | FILTER, 20 X 20 X 1, PLEATED MDL 40 STANDARD MERV 10 (20X20X1) | 1501001133 - FILTER, 20 X 20 X 1, PLEATED MDL 40 STANDARD MERV 10 (20X20X1) |  |  |  | 1 |  | 0 | 0 | November | 2026
B0016F-RTU Q | 001 | 000090010056 | 2026-12-02 00:12 | 1501001147 | FILTER, 18 X 24 X 2, PLEATED MDL 40 HI-CAP MERV 10 (18X24X2) | 1501001147 - FILTER, 18 X 24 X 2, PLEATED MDL 40 HI-CAP MERV 10 (18X24X2) |  |  |  | 9 |  | 0 | 0 | December | 2026
B8130 AHU S-10 | 001 | 000090003428 | 2026-12-02 00:23 | 1501001275 | FILTER, 16.5 X 21.5 X 1, PLEATED MDL 40 STANDARD MERV 10 (16 1/2 X 21 1/2 X 1, 16 1/2X21 1/2X1) | 1501001275 - FILTER, 16.5 X 21.5 X 1, PLEATED MDL 40 STANDARD MERV 10 (16 1/2 X 21 1/2 X 1, 16 1/2X21 1/2X1) |  |  |  | 1 |  | 0 | 0 | December | 2026
B8130 AHU S-12 | 001 | 000090003435 | 2026-12-02 00:23 | 1501001275 | FILTER, 16.5 X 21.5 X 1, PLEATED MDL 40 STANDARD MERV 10 (16 1/2 X 21 1/2 X 1, 16 1/2X21 1/2X1) | 1501001275 - FILTER, 16.5 X 21.5 X 1, PLEATED MDL 40 STANDARD MERV 10 (16 1/2 X 21 1/2 X 1, 16 1/2X21 1/2X1) |  |  |  | 1 |  | 0 | 0 | December | 2026
B8130 AHU S-13 | 001 | 000090003433 | 2026-12-02 00:23 | 1501001135 | FILTER, 20 X 21 X 1, PLEATED MDL 40 HI-CAP MERV 10 (20X21X1) | 1501001135 - FILTER, 20 X 21 X 1, PLEATED MDL 40 HI-CAP MERV 10 (20X21X1) |  |  |  | 1 |  | 5.69 | 5.69 | December | 2026
B8130 AHU S-7 | 001 | 000090003432 | 2026-12-02 00:23 | 1501001928 | FILTER, 20 X 22 X 1, PLEATED MDL 40 HI-CAP MERV 10 (20X22X1) | 1501001928 - FILTER, 20 X 22 X 1, PLEATED MDL 40 HI-CAP MERV 10 (20X22X1) |  |  |  | 1 |  | 1 | 1 | December | 2026
B8130 AHU S-8 | 001 | 000090003430 | 2026-12-02 00:23 | 1501001133 | FILTER, 20 X 20 X 1, PLEATED MDL 40 STANDARD MERV 10 (20X20X1) | 1501001133 - FILTER, 20 X 20 X 1, PLEATED MDL 40 STANDARD MERV 10 (20X20X1) |  |  |  | 2 |  | 0 | 0 | December | 2026
B0121 AHU-3 Q | 001 | 000000110419 | 2026-12-03 00:18 | 1501002234 | FILTER, 30/30, DUAL 9, HIGH-CAPACITY, MERV 9, 24X24X2 | 1501002234 - FILTER, 30/30, DUAL 9, HIGH-CAPACITY, MERV 9, 24X24X2 |  |  |  | 24 |  | 0 | 0 | December | 2026
B8130 AHU S-15 | 001 | 000090003449 | 2026-12-03 00:23 | 1501001133 | FILTER, 20 X 20 X 1, PLEATED MDL 40 STANDARD MERV 10 (20X20X1) | 1501001133 - FILTER, 20 X 20 X 1, PLEATED MDL 40 STANDARD MERV 10 (20X20X1) |  |  |  | 1 |  | 0 | 0 | December | 2026
B8130 AHU S-16 | 001 | 000090003445 | 2026-12-03 00:23 | 1501001144 | FILTER, 17 X 22 X 1, PLEATED MDL 40 HI-CAP MERV 10 , (17X22X1, 22X17X1, 22 X 17 X 1) | 1501001144 - FILTER, 17 X 22 X 1, PLEATED MDL 40 HI-CAP MERV 10 , (17X22X1, 22X17X1, 22 X 17 X 1) |  |  |  | 1 |  | 4.7047 | 4.7047 | December | 2026
B8130 AHU S-17 | 001 | 000090003446 | 2026-12-03 00:23 | 1501001881 | FILTER, 22 X 24 X 1, PLEATED MDL 40 HI-CAP MERV 10 (22X24X1) | 1501001881 - FILTER, 22 X 24 X 1, PLEATED MDL 40 HI-CAP MERV 10 (22X24X1) |  |  |  | 1 |  | 0 | 0 | December | 2026
B8130 AHU S-18 | 001 | 000090003395 | 2026-12-03 00:23 | 1501001927 | FILTER, **SPECIAL USE FILTER - BENNETT BUILDING** 19-7/8 X 21-1/2 X 7/8, PLEATED MDL 40 HI-CAP MERV 10 (19-7/8X21-1/2X7/8) | 1501001927 - FILTER, **SPECIAL USE FILTER - BENNETT BUILDING** 19-7/8 X 21-1/2 X 7/8, PLEATED MDL 40 HI-CAP MERV 10 (19-7/8X21-1/2X7/8) |  |  |  | 1 |  | 10.78 | 10.78 | December | 2026
B8130 AHU S-19 | 001 | 000090003394 | 2026-12-03 00:23 | 1501001928 | FILTER, 20 X 22 X 1, PLEATED MDL 40 HI-CAP MERV 10 (20X22X1) | 1501001928 - FILTER, 20 X 22 X 1, PLEATED MDL 40 HI-CAP MERV 10 (20X22X1) |  |  |  | 1 |  | 1 | 1 | December | 2026
B8130 AHU S-20 | 001 | 000008092237 | 2026-12-03 00:23 | 1501001133 | FILTER, 20 X 20 X 1, PLEATED MDL 40 STANDARD MERV 10 (20X20X1) | 1501001133 - FILTER, 20 X 20 X 1, PLEATED MDL 40 STANDARD MERV 10 (20X20X1) |  |  |  | 1 |  | 0 | 0 | December | 2026
B0006 AHU-2 Q | 001 | 000000001376 | 2026-12-04 00:11 | 1501001111 | FILTER, 18 X 18 X 1, PLEATED MDL 40 HI-CAP MERV 10 (18X18X1) | 1501001111 - FILTER, 18 X 18 X 1, PLEATED MDL 40 HI-CAP MERV 10 (18X18X1) |  |  |  | 4 |  | 0 | 0 | December | 2026
B0012 DAHU-1 Q | 001 | 000000008005 | 2026-12-04 00:11 | 1501001594 | FILTER, 20 X 20 X 4, PLEATED MDL 40 HI-CAP MERV 10 (20X20X4) | 1501001594 - FILTER, 20 X 20 X 4, PLEATED MDL 40 HI-CAP MERV 10 (20X20X4) |  |  |  | 1 |  | 5.2111 | 5.2111 | December | 2026
B8130 AHU A-14 | 001 | 000090003450 | 2026-12-04 00:23 | 1501001881 | FILTER, 22 X 24 X 1, PLEATED MDL 40 HI-CAP MERV 10 (22X24X1) | 1501001881 - FILTER, 22 X 24 X 1, PLEATED MDL 40 HI-CAP MERV 10 (22X24X1) |  |  |  | 1 |  | 0 | 0 | December | 2026
B8130 AHU A-2 | 001 | 000090003448 | 2026-12-04 00:23 | 1501001133 | FILTER, 20 X 20 X 1, PLEATED MDL 40 STANDARD MERV 10 (20X20X1) | 1501001133 - FILTER, 20 X 20 X 1, PLEATED MDL 40 STANDARD MERV 10 (20X20X1) |  |  |  | 1 |  | 0 | 0 | December | 2026
B8130 AHU S-1 | 001 | 000090003431 | 2026-12-04 00:23 | 1501001275 | FILTER, 16.5 X 21.5 X 1, PLEATED MDL 40 STANDARD MERV 10 (16 1/2 X 21 1/2 X 1, 16 1/2X21 1/2X1) | 1501001275 - FILTER, 16.5 X 21.5 X 1, PLEATED MDL 40 STANDARD MERV 10 (16 1/2 X 21 1/2 X 1, 16 1/2X21 1/2X1) |  |  |  | 1 |  | 0 | 0 | December | 2026
B8130 AHU S-21 | 001 | 000090003437 | 2026-12-04 00:23 | 1501001113 | FILTER, 18 X 20 X 1 PLEATED MDL 40 HI-CAP MERV 10 (18X20X1) | 1501001113 - FILTER, 18 X 20 X 1 PLEATED MDL 40 HI-CAP MERV 10 (18X20X1) |  |  |  | 1 |  | 4.4699 | 4.4699 | December | 2026
B8130 AHU S-3 | 001 | 000090003447 | 2026-12-04 00:23 | 1501001275 | FILTER, 16.5 X 21.5 X 1, PLEATED MDL 40 STANDARD MERV 10 (16 1/2 X 21 1/2 X 1, 16 1/2X21 1/2X1) | 1501001275 - FILTER, 16.5 X 21.5 X 1, PLEATED MDL 40 STANDARD MERV 10 (16 1/2 X 21 1/2 X 1, 16 1/2X21 1/2X1) |  |  |  | 1 |  | 0 | 0 | December | 2026
B8130 AHU S-4 | 001 | 000090003436 | 2026-12-04 00:23 | 1501001275 | FILTER, 16.5 X 21.5 X 1, PLEATED MDL 40 STANDARD MERV 10 (16 1/2 X 21 1/2 X 1, 16 1/2X21 1/2X1) | 1501001275 - FILTER, 16.5 X 21.5 X 1, PLEATED MDL 40 STANDARD MERV 10 (16 1/2 X 21 1/2 X 1, 16 1/2X21 1/2X1) |  |  |  | 1 |  | 0 | 0 | December | 2026
B0012 AHU-147 Q | 001 | 000000008001 | 2026-12-05 00:11 | 1501001094 | FILTER, 20 X 24 X 2, PLEATED MDL 40 HI-CAP MERV 10 (20X24X2, 24X20X2, 24 X 20 X 2)) | 1501001094 - FILTER, 20 X 24 X 2, PLEATED MDL 40 HI-CAP MERV 10 (20X24X2, 24X20X2, 24 X 20 X 2)) |  |  |  | 2 |  | 0 | 0 | December | 2026
B8130 AHU S-5 | 001 | 000090003442 | 2026-12-05 00:23 | 1501001275 | FILTER, 16.5 X 21.5 X 1, PLEATED MDL 40 STANDARD MERV 10 (16 1/2 X 21 1/2 X 1, 16 1/2X21 1/2X1) | 1501001275 - FILTER, 16.5 X 21.5 X 1, PLEATED MDL 40 STANDARD MERV 10 (16 1/2 X 21 1/2 X 1, 16 1/2X21 1/2X1) |  |  |  | 1 |  | 0 | 0 | December | 2026
B8130 AHU S-6 | 001 | 000090003444 | 2026-12-05 00:23 | 1501001275 | FILTER, 16.5 X 21.5 X 1, PLEATED MDL 40 STANDARD MERV 10 (16 1/2 X 21 1/2 X 1, 16 1/2X21 1/2X1) | 1501001275 - FILTER, 16.5 X 21.5 X 1, PLEATED MDL 40 STANDARD MERV 10 (16 1/2 X 21 1/2 X 1, 16 1/2X21 1/2X1) |  |  |  | 1 |  | 0 | 0 | December | 2026
B002C FCU INS Q | 001 | 000008091562 | 2026-12-09 00:12 | 1501001156 | FILTER, 18-1/4 X 33 X 2, PLEATED MDL 40 HI-CAP MERV 10 (18.25X33X2) | 1501001156 - FILTER, 18-1/4 X 33 X 2, PLEATED MDL 40 HI-CAP MERV 10 (18.25X33X2) |  |  |  | 1 |  | 0 | 0 | December | 2026
B002C FCU INS Q | 001 | 000008091563 | 2026-12-09 00:12 | 1501001156 | FILTER, 18-1/4 X 33 X 2, PLEATED MDL 40 HI-CAP MERV 10 (18.25X33X2) | 1501001156 - FILTER, 18-1/4 X 33 X 2, PLEATED MDL 40 HI-CAP MERV 10 (18.25X33X2) |  |  |  | 1 |  | 0 | 0 | December | 2026
B002C FCU INS Q | 001 | 000008091564 | 2026-12-09 00:12 | 1501001156 | FILTER, 18-1/4 X 33 X 2, PLEATED MDL 40 HI-CAP MERV 10 (18.25X33X2) | 1501001156 - FILTER, 18-1/4 X 33 X 2, PLEATED MDL 40 HI-CAP MERV 10 (18.25X33X2) |  |  |  | 1 |  | 0 | 0 | December | 2026
B002C FCU INS Q | 001 | 000008091565 | 2026-12-09 00:12 | 1501001156 | FILTER, 18-1/4 X 33 X 2, PLEATED MDL 40 HI-CAP MERV 10 (18.25X33X2) | 1501001156 - FILTER, 18-1/4 X 33 X 2, PLEATED MDL 40 HI-CAP MERV 10 (18.25X33X2) |  |  |  | 1 |  | 0 | 0 | December | 2026
B002C FCU INS Q | 001 | 000008091566 | 2026-12-09 00:12 | 1501001156 | FILTER, 18-1/4 X 33 X 2, PLEATED MDL 40 HI-CAP MERV 10 (18.25X33X2) | 1501001156 - FILTER, 18-1/4 X 33 X 2, PLEATED MDL 40 HI-CAP MERV 10 (18.25X33X2) |  |  |  | 1 |  | 0 | 0 | December | 2026
B002C FCU INS Q | 001 | 000008091567 | 2026-12-09 00:12 | 1501001157 | FILTER, 18-1/4 X 21-1/2 X 2, PLEATED MDL 40 HI-CAP MERV 10 (18.25X21.5X2) | 1501001157 - FILTER, 18-1/4 X 21-1/2 X 2, PLEATED MDL 40 HI-CAP MERV 10 (18.25X21.5X2) |  |  |  | 2 |  | 0 | 0 | December | 2026
B002C FCU INS Q | 001 | 000008091571 | 2026-12-09 00:12 | 1501001156 | FILTER, 18-1/4 X 33 X 2, PLEATED MDL 40 HI-CAP MERV 10 (18.25X33X2) | 1501001156 - FILTER, 18-1/4 X 33 X 2, PLEATED MDL 40 HI-CAP MERV 10 (18.25X33X2) |  |  |  | 1 |  | 0 | 0 | December | 2026
B002C FCU INS Q | 001 | 000008091572 | 2026-12-09 00:12 | 1501001157 | FILTER, 18-1/4 X 21-1/2 X 2, PLEATED MDL 40 HI-CAP MERV 10 (18.25X21.5X2) | 1501001157 - FILTER, 18-1/4 X 21-1/2 X 2, PLEATED MDL 40 HI-CAP MERV 10 (18.25X21.5X2) |  |  |  | 2 |  | 0 | 0 | December | 2026
B002C FCU INS Q | 001 | 000008091574 | 2026-12-09 00:12 | 1501001155 | FILTER, 20-1/2 X 22 X 2, PLEATED MDL 40 HI-CAP MERV 10 (20.5X22X2) | 1501001155 - FILTER, 20-1/2 X 22 X 2, PLEATED MDL 40 HI-CAP MERV 10 (20.5X22X2) |  |  |  | 2 |  | 0 | 0 | December | 2026
B002C FCU INS Q | 001 | 000008091575 | 2026-12-09 00:12 | 1501001155 | FILTER, 20-1/2 X 22 X 2, PLEATED MDL 40 HI-CAP MERV 10 (20.5X22X2) | 1501001155 - FILTER, 20-1/2 X 22 X 2, PLEATED MDL 40 HI-CAP MERV 10 (20.5X22X2) |  |  |  | 2 |  | 0 | 0 | December | 2026
B002C FCU INS Q | 001 | 000008091576 | 2026-12-09 00:12 | 1501001156 | FILTER, 18-1/4 X 33 X 2, PLEATED MDL 40 HI-CAP MERV 10 (18.25X33X2) | 1501001156 - FILTER, 18-1/4 X 33 X 2, PLEATED MDL 40 HI-CAP MERV 10 (18.25X33X2) |  |  |  | 1 |  | 0 | 0 | December | 2026
B002C FCU INS Q | 001 | 000008091577 | 2026-12-09 00:12 | 1501001157 | FILTER, 18-1/4 X 21-1/2 X 2, PLEATED MDL 40 HI-CAP MERV 10 (18.25X21.5X2) | 1501001157 - FILTER, 18-1/4 X 21-1/2 X 2, PLEATED MDL 40 HI-CAP MERV 10 (18.25X21.5X2) |  |  |  | 2 |  | 0 | 0 | December | 2026
B002C FCU INS Q | 001 | 000008091561 | 2026-12-09 00:12 | 1501001156 | FILTER, 18-1/4 X 33 X 2, PLEATED MDL 40 HI-CAP MERV 10 (18.25X33X2) | 1501001156 - FILTER, 18-1/4 X 33 X 2, PLEATED MDL 40 HI-CAP MERV 10 (18.25X33X2) |  |  |  | 1 |  | 0 | 0 | December | 2026
B002C FCU INS Q | 001 | 000007092021 | 2026-12-09 00:12 | 1501001123 | FILTER, 16 X 20 X 2, PLEATED MDL 40 HI-CAP MERV 10 (16X20X2) | 1501001123 - FILTER, 16 X 20 X 2, PLEATED MDL 40 HI-CAP MERV 10 (16X20X2) |  |  |  | 2 |  | 0 | 0 | December | 2026
B0052 AHU-33 A | 001 | 000008092937 | 2026-12-09 00:14 | 1501001483 | BELT, #BX-44, BX44 (COG TYPE) | 1501001483 - BELT, #BX-44, BX44 (COG TYPE) |  |  |  | 1 |  | 0 | 0 | December | 2026
B0052 AHU-33 A | 001 | 000008092937 | 2026-12-09 00:14 | 1501002235 | FILTER, 30/30, DUAL 9, HIGH-CAPACITY, MERV 9, 16X20X2 | 1501002235 - FILTER, 30/30, DUAL 9, HIGH-CAPACITY, MERV 9, 16X20X2 |  |  |  | 2 |  | 0 | 0 | December | 2026
B0052 AHU-33 A | 001 | 000008092937 | 2026-12-09 00:14 | 1501002236 | FILTER, 30/30, DUAL 9, HIGH-CAPACITY, MERV 9, 16X25X2 | 1501002236 - FILTER, 30/30, DUAL 9, HIGH-CAPACITY, MERV 9, 16X25X2 |  |  |  | 1 |  | 0 | 0 | December | 2026
B0052 AHU-33 A | 001 | 000008092937 | 2026-12-09 00:14 | 1501002232 | FILTER, 30/30, DUAL 9, HIGH-CAPACITY, MERV 9, 20X20X2 | 1501002232 - FILTER, 30/30, DUAL 9, HIGH-CAPACITY, MERV 9, 20X20X2 |  |  |  | 2 |  | 0 | 0 | December | 2026
B0052 AHU-33 A | 001 | 000008092937 | 2026-12-09 00:14 | 1501002237 | FILTER, 30/30, DUAL 9, HIGH-CAPACITY, MERV 9, 20X25X2 | 1501002237 - FILTER, 30/30, DUAL 9, HIGH-CAPACITY, MERV 9, 20X25X2 |  |  |  | 1 |  | 16.46 | 16.46 | December | 2026
B0052 AHU-34 A | 001 | 000008092938 | 2026-12-09 00:14 | 1501001396 | BELT, #BX-41, BX41 (COG TYPE) | 1501001396 - BELT, #BX-41, BX41 (COG TYPE) |  |  |  | 1 |  | 0 | 0 | December | 2026
B0052 AHU-34 A | 001 | 000008092938 | 2026-12-09 00:14 | 1501002235 | FILTER, 30/30, DUAL 9, HIGH-CAPACITY, MERV 9, 16X20X2 | 1501002235 - FILTER, 30/30, DUAL 9, HIGH-CAPACITY, MERV 9, 16X20X2 |  |  |  | 2 |  | 0 | 0 | December | 2026
B0052 AHU-34 A | 001 | 000008092938 | 2026-12-09 00:14 | 1501002236 | FILTER, 30/30, DUAL 9, HIGH-CAPACITY, MERV 9, 16X25X2 | 1501002236 - FILTER, 30/30, DUAL 9, HIGH-CAPACITY, MERV 9, 16X25X2 |  |  |  | 1 |  | 0 | 0 | December | 2026
B0052 AHU-34 A | 001 | 000008092938 | 2026-12-09 00:14 | 1501002232 | FILTER, 30/30, DUAL 9, HIGH-CAPACITY, MERV 9, 20X20X2 | 1501002232 - FILTER, 30/30, DUAL 9, HIGH-CAPACITY, MERV 9, 20X20X2 |  |  |  | 2 |  | 0 | 0 | December | 2026
B0052 AHU-34 A | 001 | 000008092938 | 2026-12-09 00:14 | 1501002237 | FILTER, 30/30, DUAL 9, HIGH-CAPACITY, MERV 9, 20X25X2 | 1501002237 - FILTER, 30/30, DUAL 9, HIGH-CAPACITY, MERV 9, 20X25X2 |  |  |  | 1 |  | 16.46 | 16.46 | December | 2026
B8130-OAHU-Q | 001 | 000006094411 | 2026-12-09 00:23 | 1501002251 | FILTER, 30/30, DUAL 9, HIGH-CAPACITY, MERV 9, 22X36X2 | 1501002251 - FILTER, 30/30, DUAL 9, HIGH-CAPACITY, MERV 9, 22X36X2 |  |  |  | 2 |  | 34.92 | 69.84 | December | 2026
B8130-OAHU-Q | 001 | 000006094411 | 2026-12-09 00:23 | 1501002252 | FILTER, 30/30, DUAL 9, HIGH-CAPACITY, MERV 9, 30X36X2 | 1501002252 - FILTER, 30/30, DUAL 9, HIGH-CAPACITY, MERV 9, 30X36X2 |  |  |  | 2 |  | 47.08 | 94.16 | December | 2026
B8130-OAHU-Q | 001 | 000006094411 | 2026-12-09 00:23 | 1501002253 | FILTER, 30/30, DUAL 9, HIGH-CAPACITY, MERV 9, 22X36X4 | 1501002253 - FILTER, 30/30, DUAL 9, HIGH-CAPACITY, MERV 9, 22X36X4 |  |  |  | 2 |  | 47.9 | 95.8 | December | 2026
B8130-OAHU-Q | 001 | 000006094411 | 2026-12-09 00:23 | 1501003038 | FILTER, 30/30, DUAL 9, HIGH-CAPACITY, MERV 9, 22X29X2 | 1501003038 - FILTER, 30/30, DUAL 9, HIGH-CAPACITY, MERV 9, 22X29X2 |  |  |  | 2 |  | 0 | 0 | December | 2026
B8130-OAHU-Q | 001 | 000006094411 | 2026-12-09 00:23 | 1501003039 | FILTER, 30/30, DUAL 9, HIGH-CAPACITY, MERV 9, 22X29X4 | 1501003039 - FILTER, 30/30, DUAL 9, HIGH-CAPACITY, MERV 9, 22X29X4 |  |  |  | 2 |  | 0 | 0 | December | 2026
B0002 DAHU-2 Q | 001 | 000000000350 | 2026-12-10 00:10 | 1501001130 | FILTER, 20 X 25 X 1,PLEATED MDL 40 HI-CAP MERV 10 (20X25X1) | 1501001130 - FILTER, 20 X 25 X 1,PLEATED MDL 40 HI-CAP MERV 10 (20X25X1) |  |  |  | 1 |  | 0 | 0 | December | 2026
B0052 AHU-35 A | 001 | 000008092939 | 2026-12-10 00:14 | 1501001315 | BELT, #5VX470 | 1501001315 - BELT, #5VX470 |  |  |  | 1 |  | 0 | 0 | December | 2026
B0052 AHU-35 A | 001 | 000008092939 | 2026-12-10 00:14 | 1501002235 | FILTER, 30/30, DUAL 9, HIGH-CAPACITY, MERV 9, 16X20X2 | 1501002235 - FILTER, 30/30, DUAL 9, HIGH-CAPACITY, MERV 9, 16X20X2 |  |  |  | 2 |  | 0 | 0 | December | 2026
B0052 AHU-35 A | 001 | 000008092939 | 2026-12-10 00:14 | 1501002236 | FILTER, 30/30, DUAL 9, HIGH-CAPACITY, MERV 9, 16X25X2 | 1501002236 - FILTER, 30/30, DUAL 9, HIGH-CAPACITY, MERV 9, 16X25X2 |  |  |  | 1 |  | 0 | 0 | December | 2026
B0052 AHU-35 A | 001 | 000008092939 | 2026-12-10 00:14 | 1501002232 | FILTER, 30/30, DUAL 9, HIGH-CAPACITY, MERV 9, 20X20X2 | 1501002232 - FILTER, 30/30, DUAL 9, HIGH-CAPACITY, MERV 9, 20X20X2 |  |  |  | 2 |  | 0 | 0 | December | 2026
B0052 AHU-35 A | 001 | 000008092939 | 2026-12-10 00:14 | 1501002237 | FILTER, 30/30, DUAL 9, HIGH-CAPACITY, MERV 9, 20X25X2 | 1501002237 - FILTER, 30/30, DUAL 9, HIGH-CAPACITY, MERV 9, 20X25X2 |  |  |  | 1 |  | 16.46 | 16.46 | December | 2026
B8119-PU-1-A | 001 | 000000309009 | 2026-12-10 00:23 | 1501001130 | FILTER, 20 X 25 X 1,PLEATED MDL 40 HI-CAP MERV 10 (20X25X1) | 1501001130 - FILTER, 20 X 25 X 1,PLEATED MDL 40 HI-CAP MERV 10 (20X25X1) |  |  |  | 1 |  | 0 | 0 | December | 2026
B8119-PU-1-A | 001 | 000000309009 | 2026-12-10 00:23 | 1501001419 | BELT, #BX-67, BX67 (COG TYPE) | 1501001419 - BELT, #BX-67, BX67 (COG TYPE) |  |  |  | 2 |  | 22.9 | 45.8 | December | 2026
B8119-PU-1-A | 001 | 000000309009 | 2026-12-10 00:23 | 1501001395 | BELT, #BX-40, BX40 (COG TYPE) | 1501001395 - BELT, #BX-40, BX40 (COG TYPE) |  |  |  | 1 |  | 0 | 0 | December | 2026
B8129 AHU S-11 | 001 | 000090002996 | 2026-12-10 00:23 | 1501002214 | FILTER, 21.5 X 23.5 X 1, PLEATED MDL 40 HI-CAP MERV 10 (21.5X23.5X1, 21 1/2 X 23 1/2 X 1, 21 1/2X23 1/2X1) | 1501002214 - FILTER, 21.5 X 23.5 X 1, PLEATED MDL 40 HI-CAP MERV 10 (21.5X23.5X1, 21 1/2 X 23 1/2 X 1, 21 1/2X23 1/2X1) |  |  |  | 1 |  | 4.45 | 4.45 | December | 2026
B8129 AHU S-6 | 001 | 000090002997 | 2026-12-10 00:23 | 1501001133 | FILTER, 20 X 20 X 1, PLEATED MDL 40 STANDARD MERV 10 (20X20X1) | 1501001133 - FILTER, 20 X 20 X 1, PLEATED MDL 40 STANDARD MERV 10 (20X20X1) |  |  |  | 1 |  | 0 | 0 | December | 2026
0052 FTU SA.5 | 001 | 000008092686 | 2026-12-11 00:06 | 1501001250 | FILTER, 14 X 24 X 1, PLEATED MDL 40 HI-CAP MERV 10 (14X24X1) | 1501001250 - FILTER, 14 X 24 X 1, PLEATED MDL 40 HI-CAP MERV 10 (14X24X1) |  |  |  | 1 |  | 0 | 0 | December | 2026
0052 FTU SA.5 | 001 | 000008092687 | 2026-12-11 00:06 | 1501001250 | FILTER, 14 X 24 X 1, PLEATED MDL 40 HI-CAP MERV 10 (14X24X1) | 1501001250 - FILTER, 14 X 24 X 1, PLEATED MDL 40 HI-CAP MERV 10 (14X24X1) |  |  |  | 1 |  | 0 | 0 | December | 2026
0052 FTU SA.5 | 001 | 000008092689 | 2026-12-11 00:06 | 1501001250 | FILTER, 14 X 24 X 1, PLEATED MDL 40 HI-CAP MERV 10 (14X24X1) | 1501001250 - FILTER, 14 X 24 X 1, PLEATED MDL 40 HI-CAP MERV 10 (14X24X1) |  |  |  | 1 |  | 0 | 0 | December | 2026
0052 FTU SA.5 | 001 | 000008092693 | 2026-12-11 00:06 | 1501001250 | FILTER, 14 X 24 X 1, PLEATED MDL 40 HI-CAP MERV 10 (14X24X1) | 1501001250 - FILTER, 14 X 24 X 1, PLEATED MDL 40 HI-CAP MERV 10 (14X24X1) |  |  |  | 1 |  | 0 | 0 | December | 2026
0052 FTU SA.5 | 001 | 000008092834 | 2026-12-11 00:06 | 1501001250 | FILTER, 14 X 24 X 1, PLEATED MDL 40 HI-CAP MERV 10 (14X24X1) | 1501001250 - FILTER, 14 X 24 X 1, PLEATED MDL 40 HI-CAP MERV 10 (14X24X1) |  |  |  | 1 |  | 0 | 0 | December | 2026
0052 FTU SA.5 | 001 | 000008092860 | 2026-12-11 00:06 | 1501001250 | FILTER, 14 X 24 X 1, PLEATED MDL 40 HI-CAP MERV 10 (14X24X1) | 1501001250 - FILTER, 14 X 24 X 1, PLEATED MDL 40 HI-CAP MERV 10 (14X24X1) |  |  |  | 1 |  | 0 | 0 | December | 2026
0052 FTU SA.5 | 001 | 000008092861 | 2026-12-11 00:06 | 1501001250 | FILTER, 14 X 24 X 1, PLEATED MDL 40 HI-CAP MERV 10 (14X24X1) | 1501001250 - FILTER, 14 X 24 X 1, PLEATED MDL 40 HI-CAP MERV 10 (14X24X1) |  |  |  | 1 |  | 0 | 0 | December | 2026
0052 FTU SA.5 | 001 | 000008092862 | 2026-12-11 00:06 | 1501001250 | FILTER, 14 X 24 X 1, PLEATED MDL 40 HI-CAP MERV 10 (14X24X1) | 1501001250 - FILTER, 14 X 24 X 1, PLEATED MDL 40 HI-CAP MERV 10 (14X24X1) |  |  |  | 1 |  | 0 | 0 | December | 2026
0020 AHU A | 001 | 000007092266 | 2026-12-16 00:05 | 1501003032 | FILTER, 24 X 24 X 4, MERV 14, (24X24X4) | 1501003032 - FILTER, 24 X 24 X 4, MERV 14, (24X24X4) |  |  |  | 15 |  | 57.3661 | 860.4915 | December | 2026
0020 AHU A | 001 | 000007092267 | 2026-12-16 00:05 | 1501003032 | FILTER, 24 X 24 X 4, MERV 14, (24X24X4) | 1501003032 - FILTER, 24 X 24 X 4, MERV 14, (24X24X4) |  |  |  | 15 |  | 57.3661 | 860.4915 | December | 2026
0020 AHU A | 001 | 000007092266 | 2026-12-16 00:05 | 1501003029 | FILTER, 12 X 24 X 4, MERV 14, (12X24X4) | 1501003029 - FILTER, 12 X 24 X 4, MERV 14, (12X24X4) |  |  |  | 5 |  | 31.64 | 158.2 | December | 2026
0020 AHU A | 001 | 000007092267 | 2026-12-16 00:05 | 1501003029 | FILTER, 12 X 24 X 4, MERV 14, (12X24X4) | 1501003029 - FILTER, 12 X 24 X 4, MERV 14, (12X24X4) |  |  |  | 5 |  | 31.64 | 158.2 | December | 2026
0020 AHU A | 001 | 000007092266 | 2026-12-16 00:05 | 1501002200 | FILTER, BAG, 12X24X12, HEIGHT X WIDTH X DEPTH, (HORIZONTAL CONFIGURATION), MERV14A, CAMFIL 10P, 405619F12 | 1501002200 - FILTER, BAG, 12X24X12, HEIGHT X WIDTH X DEPTH, (HORIZONTAL CONFIGURATION), MERV14A, CAMFIL 10P, 405619F12 |  |  |  | 5 |  | 78.19 | 390.95 | December | 2026
0020 AHU A | 001 | 000007092267 | 2026-12-16 00:05 | 1501002200 | FILTER, BAG, 12X24X12, HEIGHT X WIDTH X DEPTH, (HORIZONTAL CONFIGURATION), MERV14A, CAMFIL 10P, 405619F12 | 1501002200 - FILTER, BAG, 12X24X12, HEIGHT X WIDTH X DEPTH, (HORIZONTAL CONFIGURATION), MERV14A, CAMFIL 10P, 405619F12 |  |  |  | 5 |  | 78.19 | 390.95 | December | 2026
0020 AHU A | 001 | 000007092265 | 2026-12-16 00:05 | 1501002200 | FILTER, BAG, 12X24X12, HEIGHT X WIDTH X DEPTH, (HORIZONTAL CONFIGURATION), MERV14A, CAMFIL 10P, 405619F12 | 1501002200 - FILTER, BAG, 12X24X12, HEIGHT X WIDTH X DEPTH, (HORIZONTAL CONFIGURATION), MERV14A, CAMFIL 10P, 405619F12 |  |  |  | 5 |  | 78.19 | 390.95 | December | 2026
0020 AHU A | 001 | 000007092266 | 2026-12-16 00:05 | 1501002210 | FILTER, BAG, 24X24X12, MERV14A, CAMFIL 10P, 405619A12 | 1501002210 - FILTER, BAG, 24X24X12, MERV14A, CAMFIL 10P, 405619A12 |  |  |  | 15 |  | 0 | 0 | December | 2026
0020 AHU A | 001 | 000007092267 | 2026-12-16 00:05 | 1501002210 | FILTER, BAG, 24X24X12, MERV14A, CAMFIL 10P, 405619A12 | 1501002210 - FILTER, BAG, 24X24X12, MERV14A, CAMFIL 10P, 405619A12 |  |  |  | 15 |  | 0 | 0 | December | 2026
0020 AHU A | 001 | 000007092265 | 2026-12-16 00:05 | 1501002210 | FILTER, BAG, 24X24X12, MERV14A, CAMFIL 10P, 405619A12 | 1501002210 - FILTER, BAG, 24X24X12, MERV14A, CAMFIL 10P, 405619A12 |  |  |  | 15 |  | 0 | 0 | December | 2026
0020 AHU A | 001 | 000007092265 | 2026-12-16 00:05 | 1501001145 | FILTER, 24 X 24 X 4, PLEATED MDL 40 HI-CAP MERV 10 (24X24X4) | 1501001145 - FILTER, 24 X 24 X 4, PLEATED MDL 40 HI-CAP MERV 10 (24X24X4) |  |  |  | 15 |  | 0 | 0 | December | 2026
0020 AHU A | 001 | 000007092265 | 2026-12-16 00:05 | 1501001162 | FILTER, 12 X 24 X 4, PLEATED MDL 40 HI-CAP MERV 10 (12X24X4) | 1501001162 - FILTER, 12 X 24 X 4, PLEATED MDL 40 HI-CAP MERV 10 (12X24X4) |  |  |  | 5 |  | 6.3852 | 31.926 | December | 2026
8130/29-AHU-A | 001 | 000090003462 | 2026-12-16 00:10 | 1501002233 | FILTER, 30/30, DUAL 9, HIGH-CAPACITY, MERV 9, 20X24X2 | 1501002233 - FILTER, 30/30, DUAL 9, HIGH-CAPACITY, MERV 9, 20X24X2 |  |  |  | 9 |  | 0 | 0 | December | 2026
8130/29-AHU-A | 001 | 000090003462 | 2026-12-16 00:10 | 1501003007 | FILTER, 20 X 24 X 4, PLEATED MDL 40 HI-CAP MERV 10 (20X24X4) | 1501003007 - FILTER, 20 X 24 X 4, PLEATED MDL 40 HI-CAP MERV 10 (20X24X4) |  |  |  | 9 |  | 0 | 0 | December | 2026
B8130 RTU-29 A | 001 | 000008091378 | 2026-12-16 00:23 | 1501001487 | FILTER, 30/30, DUAL 9, HIGH-CAPACITY, MERV 9, 20X35X2 | 1501001487 - FILTER, 30/30, DUAL 9, HIGH-CAPACITY, MERV 9, 20X35X2 |  |  |  | 2 |  | 0 | 0 | December | 2026
B8130 RTU-30 A | 001 | 000008091379 | 2026-12-16 00:23 | 1501001487 | FILTER, 30/30, DUAL 9, HIGH-CAPACITY, MERV 9, 20X35X2 | 1501001487 - FILTER, 30/30, DUAL 9, HIGH-CAPACITY, MERV 9, 20X35X2 |  |  |  | 2 |  | 0 | 0 | December | 2026
B0121 AHU-1 Q | 001 | 000000110408 | 2026-12-17 00:18 | 1501002234 | FILTER, 30/30, DUAL 9, HIGH-CAPACITY, MERV 9, 24X24X2 | 1501002234 - FILTER, 30/30, DUAL 9, HIGH-CAPACITY, MERV 9, 24X24X2 |  |  |  | 24 |  | 0 | 0 | December | 2026
B0121 AHU-2 Q | 001 | 000000110414 | 2026-12-17 00:18 | 1501002234 | FILTER, 30/30, DUAL 9, HIGH-CAPACITY, MERV 9, 24X24X2 | 1501002234 - FILTER, 30/30, DUAL 9, HIGH-CAPACITY, MERV 9, 24X24X2 |  |  |  | 24 |  | 0 | 0 | December | 2026
B0121 AHU-4 Q | 001 | 000000110426 | 2026-12-18 00:18 | 1501002234 | FILTER, 30/30, DUAL 9, HIGH-CAPACITY, MERV 9, 24X24X2 | 1501002234 - FILTER, 30/30, DUAL 9, HIGH-CAPACITY, MERV 9, 24X24X2 |  |  |  | 24 |  | 0 | 0 | December | 2026
B8130 RTU-10 A | 001 | 000008091376 | 2026-12-18 00:23 | 1501001111 | FILTER, 18 X 18 X 1, PLEATED MDL 40 HI-CAP MERV 10 (18X18X1) | 1501001111 - FILTER, 18 X 18 X 1, PLEATED MDL 40 HI-CAP MERV 10 (18X18X1) |  |  |  | 2 |  | 0 | 0 | December | 2026
B002C CRU INS Q | 001 | 000008091578 | 2026-12-23 00:12 | 1501001620 | FILTER, 14 INCHES X 25 INCHES X 2 INCHES, PLEATED MDL 40 HI-CAP MERV 10 (14X25X2) | 1501001620 - FILTER, 14 INCHES X 25 INCHES X 2 INCHES, PLEATED MDL 40 HI-CAP MERV 10 (14X25X2) |  |  |  | 2 |  | 2.9091 | 5.8182 | December | 2026
B0016A DAHU14 A | 001 | 000008092358 | 2026-12-24 00:11 | 1501001133 | FILTER, 20 X 20 X 1, PLEATED MDL 40 STANDARD MERV 10 (20X20X1) | 1501001133 - FILTER, 20 X 20 X 1, PLEATED MDL 40 STANDARD MERV 10 (20X20X1) |  |  |  | 1 |  | 0 | 0 | December | 2026
B0002 AHU-5 Q | 001 | 000000000204 | 2026-12-26 00:10 | 1501001147 | FILTER, 18 X 24 X 2, PLEATED MDL 40 HI-CAP MERV 10 (18X24X2) | 1501001147 - FILTER, 18 X 24 X 2, PLEATED MDL 40 HI-CAP MERV 10 (18X24X2) |  |  |  | 1 |  | 0 | 0 | December | 2026
B0002 DAHU-1 Q | 001 | 000000000349 | 2027-01-02 00:10 | 1501001130 | FILTER, 20 X 25 X 1,PLEATED MDL 40 HI-CAP MERV 10 (20X25X1) | 1501001130 - FILTER, 20 X 25 X 1,PLEATED MDL 40 HI-CAP MERV 10 (20X25X1) |  |  |  | 1 |  | 0 | 0 | January | 2027
0052 FTU SA.6 | 001 | 000008092863 | 2027-01-06 00:06 | 1501001250 | FILTER, 14 X 24 X 1, PLEATED MDL 40 HI-CAP MERV 10 (14X24X1) | 1501001250 - FILTER, 14 X 24 X 1, PLEATED MDL 40 HI-CAP MERV 10 (14X24X1) |  |  |  | 1 |  | 0 | 0 | January | 2027
0052 FTU SA.6 | 001 | 000008092866 | 2027-01-06 00:06 | 1501001250 | FILTER, 14 X 24 X 1, PLEATED MDL 40 HI-CAP MERV 10 (14X24X1) | 1501001250 - FILTER, 14 X 24 X 1, PLEATED MDL 40 HI-CAP MERV 10 (14X24X1) |  |  |  | 1 |  | 0 | 0 | January | 2027
0052 FTU SA.6 | 001 | 000008092867 | 2027-01-06 00:06 | 1501001250 | FILTER, 14 X 24 X 1, PLEATED MDL 40 HI-CAP MERV 10 (14X24X1) | 1501001250 - FILTER, 14 X 24 X 1, PLEATED MDL 40 HI-CAP MERV 10 (14X24X1) |  |  |  | 1 |  | 0 | 0 | January | 2027
0052 FTU SA.6 | 001 | 000008092868 | 2027-01-06 00:06 | 1501001250 | FILTER, 14 X 24 X 1, PLEATED MDL 40 HI-CAP MERV 10 (14X24X1) | 1501001250 - FILTER, 14 X 24 X 1, PLEATED MDL 40 HI-CAP MERV 10 (14X24X1) |  |  |  | 1 |  | 0 | 0 | January | 2027
0052 FTU SA.6 | 001 | 000008092870 | 2027-01-06 00:06 | 1501001250 | FILTER, 14 X 24 X 1, PLEATED MDL 40 HI-CAP MERV 10 (14X24X1) | 1501001250 - FILTER, 14 X 24 X 1, PLEATED MDL 40 HI-CAP MERV 10 (14X24X1) |  |  |  | 1 |  | 0 | 0 | January | 2027
0052 FTU SA.6 | 001 | 000008092871 | 2027-01-06 00:06 | 1501001250 | FILTER, 14 X 24 X 1, PLEATED MDL 40 HI-CAP MERV 10 (14X24X1) | 1501001250 - FILTER, 14 X 24 X 1, PLEATED MDL 40 HI-CAP MERV 10 (14X24X1) |  |  |  | 1 |  | 0 | 0 | January | 2027
0052 FTU SA.6 | 001 | 000008092936 | 2027-01-06 00:06 | 1501001250 | FILTER, 14 X 24 X 1, PLEATED MDL 40 HI-CAP MERV 10 (14X24X1) | 1501001250 - FILTER, 14 X 24 X 1, PLEATED MDL 40 HI-CAP MERV 10 (14X24X1) |  |  |  | 1 |  | 0 | 0 | January | 2027
0052 FTU SA.6 | 001 | 000008092949 | 2027-01-06 00:06 | 1501001250 | FILTER, 14 X 24 X 1, PLEATED MDL 40 HI-CAP MERV 10 (14X24X1) | 1501001250 - FILTER, 14 X 24 X 1, PLEATED MDL 40 HI-CAP MERV 10 (14X24X1) |  |  |  | 1 |  | 0 | 0 | January | 2027
B0052 AHU11 Q | 001 | 000090014206 | 2027-01-06 00:14 | 1501001910 | FILTER, 20 X 25 X 2, PLEATED MDL 40 HI-CAP MERV 10 (20X25X2) | 1501001910 - FILTER, 20 X 25 X 2, PLEATED MDL 40 HI-CAP MERV 10 (20X25X2) |  |  |  | 3 |  | 0 | 0 | January | 2027
B0002 CRU Q-1 | 001 | 000000000345 | 2027-01-07 00:10 | 1501001122 | FILTER, 16 X 25 X 2, PLEATED MDL 40 HI-CAP MERV 10 (16X25X2) | 1501001122 - FILTER, 16 X 25 X 2, PLEATED MDL 40 HI-CAP MERV 10 (16X25X2) |  |  |  | 2 |  | 0 | 0 | January | 2027
B0002 CRU Q-1 | 001 | 000000000346 | 2027-01-07 00:10 | 1501001122 | FILTER, 16 X 25 X 2, PLEATED MDL 40 HI-CAP MERV 10 (16X25X2) | 1501001122 - FILTER, 16 X 25 X 2, PLEATED MDL 40 HI-CAP MERV 10 (16X25X2) |  |  |  | 2 |  | 0 | 0 | January | 2027
B0016A DAHU2 A | 001 | 000000005470 | 2027-01-08 00:12 | 1501001928 | FILTER, 20 X 22 X 1, PLEATED MDL 40 HI-CAP MERV 10 (20X22X1) | 1501001928 - FILTER, 20 X 22 X 1, PLEATED MDL 40 HI-CAP MERV 10 (20X22X1) |  |  |  | 1 |  | 1 | 1 | January | 2027
B0016A DAHU5 A | 001 | 000000005472 | 2027-01-08 00:12 | 1501001139 | FILTER, 16 X 20 X 1, PLEATED MDL 40 HI-CAP MERV 10 (16X20X1) (ACTUAL SIZE: 15-1/2"X19-1/2"X3/4") | 1501001139 - FILTER, 16 X 20 X 1, PLEATED MDL 40 HI-CAP MERV 10 (16X20X1) (ACTUAL SIZE: 15-1/2"X19-1/2"X3/4") |  |  |  | 1 |  | 0 | 0 | January | 2027
B0016A DAHU6 A | 001 | 000090002446 | 2027-01-08 00:12 | 1501001133 | FILTER, 20 X 20 X 1, PLEATED MDL 40 STANDARD MERV 10 (20X20X1) | 1501001133 - FILTER, 20 X 20 X 1, PLEATED MDL 40 STANDARD MERV 10 (20X20X1) |  |  |  | 1 |  | 0 | 0 | January | 2027
SPLY FAN Q-1 T4 | 001 | 000000309013 | 2027-01-08 00:31 | 1501001119 | FILTER, 24 X 24 X 2, PLEATED MDL 40 HI-CAP MERV 10 (24X24X2) | 1501001119 - FILTER, 24 X 24 X 2, PLEATED MDL 40 HI-CAP MERV 10 (24X24X2) |  |  |  | 9 |  | 0 | 0 | January | 2027
AHU-Q-SERV T4 | 001 | 000000314141 | 2027-01-09 00:10 | 1501001123 | FILTER, 16 X 20 X 2, PLEATED MDL 40 HI-CAP MERV 10 (16X20X2) | 1501001123 - FILTER, 16 X 20 X 2, PLEATED MDL 40 HI-CAP MERV 10 (16X20X2) |  |  |  | 3 |  | 0 | 0 | January | 2027
AHU-Q-SERV T4 | 001 | 000000314141 | 2027-01-09 00:10 | 1501003009 | FILTER, 14 INCH X 20 INCH X 2 INCH, PLEATED MDL 40 HI-CAP MERV 10 (14X20X2, 14 X 20 X 2) | 1501003009 - FILTER, 14 INCH X 20 INCH X 2 INCH, PLEATED MDL 40 HI-CAP MERV 10 (14X20X2, 14 X 20 X 2) |  |  |  | 3 |  | 0 | 0 | January | 2027
B0016A DAHU10 S | 001 | 000000005476 | 2027-01-09 00:11 | 1501001133 | FILTER, 20 X 20 X 1, PLEATED MDL 40 STANDARD MERV 10 (20X20X1) | 1501001133 - FILTER, 20 X 20 X 1, PLEATED MDL 40 STANDARD MERV 10 (20X20X1) |  |  |  | 1 |  | 0 | 0 | January | 2027
B0016A DAHU11 A | 001 | 000000005477 | 2027-01-09 00:11 | 1501001133 | FILTER, 20 X 20 X 1, PLEATED MDL 40 STANDARD MERV 10 (20X20X1) | 1501001133 - FILTER, 20 X 20 X 1, PLEATED MDL 40 STANDARD MERV 10 (20X20X1) |  |  |  | 5 |  | 0 | 0 | January | 2027
B0016A DAHU12 A | 001 | 000000005478 | 2027-01-09 00:11 | 1501001133 | FILTER, 20 X 20 X 1, PLEATED MDL 40 STANDARD MERV 10 (20X20X1) | 1501001133 - FILTER, 20 X 20 X 1, PLEATED MDL 40 STANDARD MERV 10 (20X20X1) |  |  |  | 4 |  | 0 | 0 | January | 2027
B0016A DAHU13 A | 001 | 000000005479 | 2027-01-09 00:11 | 1501001139 | FILTER, 16 X 20 X 1, PLEATED MDL 40 HI-CAP MERV 10 (16X20X1) (ACTUAL SIZE: 15-1/2"X19-1/2"X3/4") | 1501001139 - FILTER, 16 X 20 X 1, PLEATED MDL 40 HI-CAP MERV 10 (16X20X1) (ACTUAL SIZE: 15-1/2"X19-1/2"X3/4") |  |  |  | 1 |  | 0 | 0 | January | 2027
B0016A DAHU15 A | 001 | 000090002438 | 2027-01-09 00:11 | 1501001133 | FILTER, 20 X 20 X 1, PLEATED MDL 40 STANDARD MERV 10 (20X20X1) | 1501001133 - FILTER, 20 X 20 X 1, PLEATED MDL 40 STANDARD MERV 10 (20X20X1) |  |  |  | 1 |  | 0 | 0 | January | 2027
B0016A DAHU17 A | 001 | 000000006193 | 2027-01-09 00:11 | 1501001139 | FILTER, 16 X 20 X 1, PLEATED MDL 40 HI-CAP MERV 10 (16X20X1) (ACTUAL SIZE: 15-1/2"X19-1/2"X3/4") | 1501001139 - FILTER, 16 X 20 X 1, PLEATED MDL 40 HI-CAP MERV 10 (16X20X1) (ACTUAL SIZE: 15-1/2"X19-1/2"X3/4") |  |  |  | 1 |  | 0 | 0 | January | 2027
B0016A DAHU18 A | 001 | 000000005480 | 2027-01-09 00:11 | 1501001139 | FILTER, 16 X 20 X 1, PLEATED MDL 40 HI-CAP MERV 10 (16X20X1) (ACTUAL SIZE: 15-1/2"X19-1/2"X3/4") | 1501001139 - FILTER, 16 X 20 X 1, PLEATED MDL 40 HI-CAP MERV 10 (16X20X1) (ACTUAL SIZE: 15-1/2"X19-1/2"X3/4") |  |  |  | 1 |  | 0 | 0 | January | 2027
B8151 AHU 03M | 001 | 000006090330 | 2027-01-11 00:23 | 1501003009 | FILTER, 14 INCH X 20 INCH X 2 INCH, PLEATED MDL 40 HI-CAP MERV 10 (14X20X2, 14 X 20 X 2) | 1501003009 - FILTER, 14 INCH X 20 INCH X 2 INCH, PLEATED MDL 40 HI-CAP MERV 10 (14X20X2, 14 X 20 X 2) |  |  |  | 2 |  | 0 | 0 | January | 2027
B8130-OAHU-Q | 001 | 000006094411 | 2027-01-13 00:23 | 1501002251 | FILTER, 30/30, DUAL 9, HIGH-CAPACITY, MERV 9, 22X36X2 | 1501002251 - FILTER, 30/30, DUAL 9, HIGH-CAPACITY, MERV 9, 22X36X2 |  |  |  | 2 |  | 34.92 | 69.84 | January | 2027
B8130-OAHU-Q | 001 | 000006094411 | 2027-01-13 00:23 | 1501002252 | FILTER, 30/30, DUAL 9, HIGH-CAPACITY, MERV 9, 30X36X2 | 1501002252 - FILTER, 30/30, DUAL 9, HIGH-CAPACITY, MERV 9, 30X36X2 |  |  |  | 2 |  | 47.08 | 94.16 | January | 2027
B8130-OAHU-Q | 001 | 000006094411 | 2027-01-13 00:23 | 1501002253 | FILTER, 30/30, DUAL 9, HIGH-CAPACITY, MERV 9, 22X36X4 | 1501002253 - FILTER, 30/30, DUAL 9, HIGH-CAPACITY, MERV 9, 22X36X4 |  |  |  | 2 |  | 47.9 | 95.8 | January | 2027
B8130-OAHU-Q | 001 | 000006094411 | 2027-01-13 00:23 | 1501003038 | FILTER, 30/30, DUAL 9, HIGH-CAPACITY, MERV 9, 22X29X2 | 1501003038 - FILTER, 30/30, DUAL 9, HIGH-CAPACITY, MERV 9, 22X29X2 |  |  |  | 2 |  | 0 | 0 | January | 2027
B8130-OAHU-Q | 001 | 000006094411 | 2027-01-13 00:23 | 1501003039 | FILTER, 30/30, DUAL 9, HIGH-CAPACITY, MERV 9, 22X29X4 | 1501003039 - FILTER, 30/30, DUAL 9, HIGH-CAPACITY, MERV 9, 22X29X4 |  |  |  | 2 |  | 0 | 0 | January | 2027
B0016A DAHU1 A | 001 | 000000005469 | 2027-01-14 00:11 | 1501001928 | FILTER, 20 X 22 X 1, PLEATED MDL 40 HI-CAP MERV 10 (20X22X1) | 1501001928 - FILTER, 20 X 22 X 1, PLEATED MDL 40 HI-CAP MERV 10 (20X22X1) |  |  |  | 1 |  | 1 | 1 | January | 2027
B0016A DAHU10 A | 001 | 000000005476 | 2027-01-14 00:11 | 1501001133 | FILTER, 20 X 20 X 1, PLEATED MDL 40 STANDARD MERV 10 (20X20X1) | 1501001133 - FILTER, 20 X 20 X 1, PLEATED MDL 40 STANDARD MERV 10 (20X20X1) |  |  |  | 1 |  | 0 | 0 | January | 2027
B0016A DAHU7 A | 001 | 000000005473 | 2027-01-14 00:12 | 1501001133 | FILTER, 20 X 20 X 1, PLEATED MDL 40 STANDARD MERV 10 (20X20X1) | 1501001133 - FILTER, 20 X 20 X 1, PLEATED MDL 40 STANDARD MERV 10 (20X20X1) |  |  |  | 1 |  | 0 | 0 | January | 2027
B0016A DAHU8 A | 001 | 000000005474 | 2027-01-14 00:12 | 1501001133 | FILTER, 20 X 20 X 1, PLEATED MDL 40 STANDARD MERV 10 (20X20X1) | 1501001133 - FILTER, 20 X 20 X 1, PLEATED MDL 40 STANDARD MERV 10 (20X20X1) |  |  |  | 3 |  | 0 | 0 | January | 2027
B0016A DAHU9 A | 001 | 000000005475 | 2027-01-14 00:12 | 1501001133 | FILTER, 20 X 20 X 1, PLEATED MDL 40 STANDARD MERV 10 (20X20X1) | 1501001133 - FILTER, 20 X 20 X 1, PLEATED MDL 40 STANDARD MERV 10 (20X20X1) |  |  |  | 1 |  | 0 | 0 | January | 2027
B0016A PU1 A | 001 | 000000005498 | 2027-01-14 00:12 | 1501001133 | FILTER, 20 X 20 X 1, PLEATED MDL 40 STANDARD MERV 10 (20X20X1) | 1501001133 - FILTER, 20 X 20 X 1, PLEATED MDL 40 STANDARD MERV 10 (20X20X1) |  |  |  | 1 |  | 0 | 0 | January | 2027
B0007C AHU-8 Q | 001 | 000000001521 | 2027-01-15 00:11 | 1501001122 | FILTER, 16 X 25 X 2, PLEATED MDL 40 HI-CAP MERV 10 (16X25X2) | 1501001122 - FILTER, 16 X 25 X 2, PLEATED MDL 40 HI-CAP MERV 10 (16X25X2) |  |  |  | 4 |  | 0 | 0 | January | 2027
B0007C AHU-8 Q | 001 | 000000001521 | 2027-01-15 00:11 | 1501001123 | FILTER, 16 X 20 X 2, PLEATED MDL 40 HI-CAP MERV 10 (16X20X2) | 1501001123 - FILTER, 16 X 20 X 2, PLEATED MDL 40 HI-CAP MERV 10 (16X20X2) |  |  |  | 2 |  | 0 | 0 | January | 2027
B8119 AHU-2 Q | 001 | 000000309005 | 2027-01-15 00:22 | 1501001125 | FILTER, 12 X 24 X 2, PLEATED MDL 40 HI-CAP MERV 10 (12X24X2) | 1501001125 - FILTER, 12 X 24 X 2, PLEATED MDL 40 HI-CAP MERV 10 (12X24X2) |  |  |  | 6 |  | 0 | 0 | January | 2027
B8119 AHU-2 Q | 001 | 000000309005 | 2027-01-15 00:22 | 1501001119 | FILTER, 24 X 24 X 2, PLEATED MDL 40 HI-CAP MERV 10 (24X24X2) | 1501001119 - FILTER, 24 X 24 X 2, PLEATED MDL 40 HI-CAP MERV 10 (24X24X2) |  |  |  | 8 |  | 0 | 0 | January | 2027
B8119 AHU-4 Q | 001 | 000000309007 | 2027-01-15 00:22 | 1501001125 | FILTER, 12 X 24 X 2, PLEATED MDL 40 HI-CAP MERV 10 (12X24X2) | 1501001125 - FILTER, 12 X 24 X 2, PLEATED MDL 40 HI-CAP MERV 10 (12X24X2) |  |  |  | 6 |  | 0 | 0 | January | 2027
B8119 AHU-4 Q | 001 | 000000309007 | 2027-01-15 00:22 | 1501001119 | FILTER, 24 X 24 X 2, PLEATED MDL 40 HI-CAP MERV 10 (24X24X2) | 1501001119 - FILTER, 24 X 24 X 2, PLEATED MDL 40 HI-CAP MERV 10 (24X24X2) |  |  |  | 8 |  | 0 | 0 | January | 2027
B8119 AHU-1 Q | 001 | 000000309004 | 2027-01-20 00:22 | 1501001125 | FILTER, 12 X 24 X 2, PLEATED MDL 40 HI-CAP MERV 10 (12X24X2) | 1501001125 - FILTER, 12 X 24 X 2, PLEATED MDL 40 HI-CAP MERV 10 (12X24X2) |  |  |  | 6 |  | 0 | 0 | January | 2027
B8119 AHU-1 Q | 001 | 000000309004 | 2027-01-20 00:22 | 1501001119 | FILTER, 24 X 24 X 2, PLEATED MDL 40 HI-CAP MERV 10 (24X24X2) | 1501001119 - FILTER, 24 X 24 X 2, PLEATED MDL 40 HI-CAP MERV 10 (24X24X2) |  |  |  | 8 |  | 0 | 0 | January | 2027
B8119 AHU-3 Q | 001 | 000000309006 | 2027-01-20 00:22 | 1501001125 | FILTER, 12 X 24 X 2, PLEATED MDL 40 HI-CAP MERV 10 (12X24X2) | 1501001125 - FILTER, 12 X 24 X 2, PLEATED MDL 40 HI-CAP MERV 10 (12X24X2) |  |  |  | 6 |  | 0 | 0 | January | 2027
B8119 AHU-3 Q | 001 | 000000309006 | 2027-01-20 00:22 | 1501001119 | FILTER, 24 X 24 X 2, PLEATED MDL 40 HI-CAP MERV 10 (24X24X2) | 1501001119 - FILTER, 24 X 24 X 2, PLEATED MDL 40 HI-CAP MERV 10 (24X24X2) |  |  |  | 8 |  | 0 | 0 | January | 2027
B8130 RTU-12 Q | 001 | 000008091377 | 2027-01-20 00:23 | 1501001884 | FILTER, 10X18X1, PLEATED MDL 40 HI-CAP MERV 10 (10 X 18 X 1) | 1501001884 - FILTER, 10X18X1, PLEATED MDL 40 HI-CAP MERV 10 (10 X 18 X 1) |  |  |  | 1 |  | 0 | 0 | January | 2027
B8130 RTU-12 Q | 001 | 000008091377 | 2027-01-20 00:23 | 1501001111 | FILTER, 18 X 18 X 1, PLEATED MDL 40 HI-CAP MERV 10 (18X18X1) | 1501001111 - FILTER, 18 X 18 X 1, PLEATED MDL 40 HI-CAP MERV 10 (18X18X1) |  |  |  | 1 |  | 0 | 0 | January | 2027
B8130 RTU-30 Q | 001 | 000008091379 | 2027-01-20 00:23 | 1501001487 | FILTER, 30/30, DUAL 9, HIGH-CAPACITY, MERV 9, 20X35X2 | 1501001487 - FILTER, 30/30, DUAL 9, HIGH-CAPACITY, MERV 9, 20X35X2 |  |  |  | 2 |  | 0 | 0 | January | 2027
0150 FCU Q | 001 | 000000126018 | 2027-01-21 00:08 | 1501001125 | FILTER, 12 X 24 X 2, PLEATED MDL 40 HI-CAP MERV 10 (12X24X2) | 1501001125 - FILTER, 12 X 24 X 2, PLEATED MDL 40 HI-CAP MERV 10 (12X24X2) |  |  |  | 1 |  | 0 | 0 | January | 2027
0150 FCU Q | 001 | 000000126041 | 2027-01-21 00:08 | 1501001125 | FILTER, 12 X 24 X 2, PLEATED MDL 40 HI-CAP MERV 10 (12X24X2) | 1501001125 - FILTER, 12 X 24 X 2, PLEATED MDL 40 HI-CAP MERV 10 (12X24X2) |  |  |  | 1 |  | 0 | 0 | January | 2027
0150 FCU Q | 001 | 000000126064 | 2027-01-21 00:08 | 1501001125 | FILTER, 12 X 24 X 2, PLEATED MDL 40 HI-CAP MERV 10 (12X24X2) | 1501001125 - FILTER, 12 X 24 X 2, PLEATED MDL 40 HI-CAP MERV 10 (12X24X2) |  |  |  | 1 |  | 0 | 0 | January | 2027
B007D SF A BELT | 001 | 000000001566 | 2027-01-21 00:15 | 1501001357 | BELT, #AX-45, AX45 (COG TYPE) | 1501001357 - BELT, #AX-45, AX45 (COG TYPE) |  |  |  | 1 |  | 0 | 0 | January | 2027
B007D SF A BELT | 001 | 000000001566 | 2027-01-21 00:15 | 1501001133 | FILTER, 20 X 20 X 1, PLEATED MDL 40 STANDARD MERV 10 (20X20X1) | 1501001133 - FILTER, 20 X 20 X 1, PLEATED MDL 40 STANDARD MERV 10 (20X20X1) |  |  |  | 1 |  | 0 | 0 | January | 2027
B007D SF A BELT | 001 | 000000001567 | 2027-01-21 00:15 | 1501001357 | BELT, #AX-45, AX45 (COG TYPE) | 1501001357 - BELT, #AX-45, AX45 (COG TYPE) |  |  |  | 1 |  | 0 | 0 | January | 2027
B007D SF A BELT | 001 | 000000001568 | 2027-01-21 00:15 | 1501001357 | BELT, #AX-45, AX45 (COG TYPE) | 1501001357 - BELT, #AX-45, AX45 (COG TYPE) |  |  |  | 1 |  | 0 | 0 | January | 2027
B007D SF A BELT | 001 | 000000001567 | 2027-01-21 00:15 | 1501001133 | FILTER, 20 X 20 X 1, PLEATED MDL 40 STANDARD MERV 10 (20X20X1) | 1501001133 - FILTER, 20 X 20 X 1, PLEATED MDL 40 STANDARD MERV 10 (20X20X1) |  |  |  | 1 |  | 0 | 0 | January | 2027
B8130 RTU-7 Q | 001 | 000008091375 | 2027-01-21 00:23 | 1501001884 | FILTER, 10X18X1, PLEATED MDL 40 HI-CAP MERV 10 (10 X 18 X 1) | 1501001884 - FILTER, 10X18X1, PLEATED MDL 40 HI-CAP MERV 10 (10 X 18 X 1) |  |  |  | 1 |  | 0 | 0 | January | 2027
B8130 RTU-7 Q | 001 | 000008091375 | 2027-01-21 00:23 | 1501001111 | FILTER, 18 X 18 X 1, PLEATED MDL 40 HI-CAP MERV 10 (18X18X1) | 1501001111 - FILTER, 18 X 18 X 1, PLEATED MDL 40 HI-CAP MERV 10 (18X18X1) |  |  |  | 1 |  | 0 | 0 | January | 2027
B0007F AHU-1 Q | 001 | 000000001662 | 2027-01-22 00:11 | 1501001619 | FILTER, 15 X 20 X 2, PLEATED MDL 40 HI-CAP MERV 10 (15X20X2) | 1501001619 - FILTER, 15 X 20 X 2, PLEATED MDL 40 HI-CAP MERV 10 (15X20X2) |  |  |  | 8 |  | 3.71 | 29.68 | January | 2027
B0016A DAHU4 A | 001 | 000000005471 | 2027-01-22 00:12 | 1501001133 | FILTER, 20 X 20 X 1, PLEATED MDL 40 STANDARD MERV 10 (20X20X1) | 1501001133 - FILTER, 20 X 20 X 1, PLEATED MDL 40 STANDARD MERV 10 (20X20X1) |  |  |  | 1 |  | 0 | 0 | January | 2027
B0007G AHU-11 Q | 001 | 000000001681 | 2027-01-28 00:11 | 1501002234 | FILTER, 30/30, DUAL 9, HIGH-CAPACITY, MERV 9, 24X24X2 | 1501002234 - FILTER, 30/30, DUAL 9, HIGH-CAPACITY, MERV 9, 24X24X2 |  |  |  | 4 |  | 0 | 0 | January | 2027
B0007G AHU-11 Q | 001 | 000000001681 | 2027-01-28 00:11 | 1501002233 | FILTER, 30/30, DUAL 9, HIGH-CAPACITY, MERV 9, 20X24X2 | 1501002233 - FILTER, 30/30, DUAL 9, HIGH-CAPACITY, MERV 9, 20X24X2 |  |  |  | 4 |  | 0 | 0 | January | 2027
B0007G AHU-11 Q | 001 | 000000001681 | 2027-01-28 00:11 | 1501001122 | FILTER, 16 X 25 X 2, PLEATED MDL 40 HI-CAP MERV 10 (16X25X2) | 1501001122 - FILTER, 16 X 25 X 2, PLEATED MDL 40 HI-CAP MERV 10 (16X25X2) |  |  |  | 4 |  | 0 | 0 | January | 2027
0052 FTU SA.1 | 001 | 000008091943 | 2027-02-03 00:06 | 1501001250 | FILTER, 14 X 24 X 1, PLEATED MDL 40 HI-CAP MERV 10 (14X24X1) | 1501001250 - FILTER, 14 X 24 X 1, PLEATED MDL 40 HI-CAP MERV 10 (14X24X1) |  |  |  | 1 |  | 0 | 0 | February | 2027
0052 FTU SA.1 | 001 | 000008092594 | 2027-02-03 00:06 | 1501001250 | FILTER, 14 X 24 X 1, PLEATED MDL 40 HI-CAP MERV 10 (14X24X1) | 1501001250 - FILTER, 14 X 24 X 1, PLEATED MDL 40 HI-CAP MERV 10 (14X24X1) |  |  |  | 1 |  | 0 | 0 | February | 2027
0052 FTU SA.1 | 001 | 000008092595 | 2027-02-03 00:06 | 1501001250 | FILTER, 14 X 24 X 1, PLEATED MDL 40 HI-CAP MERV 10 (14X24X1) | 1501001250 - FILTER, 14 X 24 X 1, PLEATED MDL 40 HI-CAP MERV 10 (14X24X1) |  |  |  | 1 |  | 0 | 0 | February | 2027
0052 FTU SA.1 | 001 | 000008092596 | 2027-02-03 00:06 | 1501001250 | FILTER, 14 X 24 X 1, PLEATED MDL 40 HI-CAP MERV 10 (14X24X1) | 1501001250 - FILTER, 14 X 24 X 1, PLEATED MDL 40 HI-CAP MERV 10 (14X24X1) |  |  |  | 1 |  | 0 | 0 | February | 2027
0052 FTU SA.1 | 001 | 000008092597 | 2027-02-03 00:06 | 1501001250 | FILTER, 14 X 24 X 1, PLEATED MDL 40 HI-CAP MERV 10 (14X24X1) | 1501001250 - FILTER, 14 X 24 X 1, PLEATED MDL 40 HI-CAP MERV 10 (14X24X1) |  |  |  | 1 |  | 0 | 0 | February | 2027
0052 FTU SA.1 | 001 | 000008092598 | 2027-02-03 00:06 | 1501001250 | FILTER, 14 X 24 X 1, PLEATED MDL 40 HI-CAP MERV 10 (14X24X1) | 1501001250 - FILTER, 14 X 24 X 1, PLEATED MDL 40 HI-CAP MERV 10 (14X24X1) |  |  |  | 1 |  | 0 | 0 | February | 2027
0052 FTU SA.1 | 001 | 000006090131 | 2027-02-03 00:06 | 1501001250 | FILTER, 14 X 24 X 1, PLEATED MDL 40 HI-CAP MERV 10 (14X24X1) | 1501001250 - FILTER, 14 X 24 X 1, PLEATED MDL 40 HI-CAP MERV 10 (14X24X1) |  |  |  | 1 |  | 0 | 0 | February | 2027
B0020 AHU TF-Q | 001 | 000090014011 | 2027-02-03 00:12 | 1501001125 | FILTER, 12 X 24 X 2, PLEATED MDL 40 HI-CAP MERV 10 (12X24X2) | 1501001125 - FILTER, 12 X 24 X 2, PLEATED MDL 40 HI-CAP MERV 10 (12X24X2) |  |  |  | 2 |  | 0 | 0 | February | 2027
B0020 AHU TF-Q | 001 | 000090014011 | 2027-02-03 00:12 | 1501001119 | FILTER, 24 X 24 X 2, PLEATED MDL 40 HI-CAP MERV 10 (24X24X2) | 1501001119 - FILTER, 24 X 24 X 2, PLEATED MDL 40 HI-CAP MERV 10 (24X24X2) |  |  |  | 4 |  | 0 | 0 | February | 2027
B0020 AHU-1 A | 001 | 000000013002 | 2027-02-03 00:12 | 1501002210 | FILTER, BAG, 24X24X12, MERV14A, CAMFIL 10P, 405619A12 | 1501002210 - FILTER, BAG, 24X24X12, MERV14A, CAMFIL 10P, 405619A12 |  |  |  | 8 |  | 0 | 0 | February | 2027
B0020 AHU-1 A | 001 | 000000013002 | 2027-02-03 00:12 | 1501002202 | FILTER, BAG, 24X12X12, HEIGHT X WIDTH X DEPTH, (VERTICAL CONFIGURATION), MERV14A, CAMFIL 5P, 405619C12 | 1501002202 - FILTER, BAG, 24X12X12, HEIGHT X WIDTH X DEPTH, (VERTICAL CONFIGURATION), MERV14A, CAMFIL 5P, 405619C12 |  |  |  | 2 |  | 0 | 0 | February | 2027
B0020 AHU-1 A | 001 | 000000013002 | 2027-02-03 00:12 | 1501002231 | FILTER, 30/30, DUAL 9, HIGH-CAPACITY, MERV 9, 12X24X2 | 1501002231 - FILTER, 30/30, DUAL 9, HIGH-CAPACITY, MERV 9, 12X24X2 |  |  |  | 2 |  | 0 | 0 | February | 2027
B0020 AHU-1 A | 001 | 000000013002 | 2027-02-03 00:12 | 1501002234 | FILTER, 30/30, DUAL 9, HIGH-CAPACITY, MERV 9, 24X24X2 | 1501002234 - FILTER, 30/30, DUAL 9, HIGH-CAPACITY, MERV 9, 24X24X2 |  |  |  | 8 |  | 0 | 0 | February | 2027
B0020 AHU-1 A | 001 | 000000013002 | 2027-02-03 00:12 | 1501001337 | BELT, #5VX1180 | 1501001337 - BELT, #5VX1180 |  |  |  | 2 |  | 34.3853 | 68.7706 | February | 2027
B8126 AHU-2 A | 001 | 000000314060 | 2027-02-03 00:23 | 1501002206 | FILTER, BAG, 20X24X12, HEIGHT X WIDTH X DEPTH, (HORIZONTAL CONFIGURATION), MERV14A, CAMFIL 10P, 405619E12 (REPLACES 1501003005) | 1501002206 - FILTER, BAG, 20X24X12, HEIGHT X WIDTH X DEPTH, (HORIZONTAL CONFIGURATION), MERV14A, CAMFIL 10P, 405619E12 (REPLACES 1501003005) |  |  |  | 4 |  | 0 | 0 | February | 2027
B8126 AHU-2 A | 001 | 000000314060 | 2027-02-03 00:23 | 1501002210 | FILTER, BAG, 24X24X12, MERV14A, CAMFIL 10P, 405619A12 | 1501002210 - FILTER, BAG, 24X24X12, MERV14A, CAMFIL 10P, 405619A12 |  |  |  | 8 |  | 0 | 0 | February | 2027
B016C ICEMKR SA | 001 | 000000006196 | 2027-02-04 00:20 | 1501001496 | FILTER ELEMENT (FXUSC) FOR GE SMART (GXWH04F) / FILTER ELEMENT (FXUSC) FOR GE SMART (GXWH04F) | 1501001496 - FILTER ELEMENT (FXUSC) FOR GE SMART (GXWH04F) / FILTER ELEMENT (FXUSC) FOR GE SMART (GXWH04F) |  |  |  | 1 |  | 12.465 | 12.465 | February | 2027
B8126 AHU-4 A | 001 | 000000314126 | 2027-02-04 00:23 | 1501002206 | FILTER, BAG, 20X24X12, HEIGHT X WIDTH X DEPTH, (HORIZONTAL CONFIGURATION), MERV14A, CAMFIL 10P, 405619E12 (REPLACES 1501003005) | 1501002206 - FILTER, BAG, 20X24X12, HEIGHT X WIDTH X DEPTH, (HORIZONTAL CONFIGURATION), MERV14A, CAMFIL 10P, 405619E12 (REPLACES 1501003005) |  |  |  | 8 |  | 0 | 0 | February | 2027
B8126 AHU-4 A | 001 | 000000314126 | 2027-02-04 00:23 | 1501002210 | FILTER, BAG, 24X24X12, MERV14A, CAMFIL 10P, 405619A12 | 1501002210 - FILTER, BAG, 24X24X12, MERV14A, CAMFIL 10P, 405619A12 |  |  |  | 4 |  | 0 | 0 | February | 2027
B8126 AHU-5 A | 001 | 000000314137 | 2027-02-04 00:23 | 1501002206 | FILTER, BAG, 20X24X12, HEIGHT X WIDTH X DEPTH, (HORIZONTAL CONFIGURATION), MERV14A, CAMFIL 10P, 405619E12 (REPLACES 1501003005) | 1501002206 - FILTER, BAG, 20X24X12, HEIGHT X WIDTH X DEPTH, (HORIZONTAL CONFIGURATION), MERV14A, CAMFIL 10P, 405619E12 (REPLACES 1501003005) |  |  |  | 8 |  | 0 | 0 | February | 2027
B8126 AHU-5 A | 001 | 000000314137 | 2027-02-04 00:23 | 1501002210 | FILTER, BAG, 24X24X12, MERV14A, CAMFIL 10P, 405619A12 | 1501002210 - FILTER, BAG, 24X24X12, MERV14A, CAMFIL 10P, 405619A12 |  |  |  | 4 |  | 0 | 0 | February | 2027
B0005 AHU-3 A1 | 001 | 000000001119 | 2027-02-05 00:11 | 1501002236 | FILTER, 30/30, DUAL 9, HIGH-CAPACITY, MERV 9, 16X25X2 | 1501002236 - FILTER, 30/30, DUAL 9, HIGH-CAPACITY, MERV 9, 16X25X2 |  |  |  | 10 |  | 0 | 0 | February | 2027
B0007A AHU-1A | 001 | 000000001410 | 2027-02-05 00:11 | 1501002210 | FILTER, BAG, 24X24X12, MERV14A, CAMFIL 10P, 405619A12 | 1501002210 - FILTER, BAG, 24X24X12, MERV14A, CAMFIL 10P, 405619A12 |  |  |  | 8 |  | 0 | 0 | February | 2027
B0007A AHU-1A | 001 | 000000001410 | 2027-02-05 00:11 | 1501001423 | BELT, #BX-77, BX77 (COG TYPE) | 1501001423 - BELT, #BX-77, BX77 (COG TYPE) |  |  |  | 2 |  | 16.345 | 32.69 | February | 2027
B0007A AHU-2A | 001 | 000000001411 | 2027-02-05 00:11 | 1501002210 | FILTER, BAG, 24X24X12, MERV14A, CAMFIL 10P, 405619A12 | 1501002210 - FILTER, BAG, 24X24X12, MERV14A, CAMFIL 10P, 405619A12 |  |  |  | 8 |  | 0 | 0 | February | 2027
B0007A AHU-2A | 001 | 000000001411 | 2027-02-05 00:11 | 1501001476 | BELT, #BX-83, BX83 (COG TYPE) | 1501001476 - BELT, #BX-83, BX83 (COG TYPE) |  |  |  | 2 |  | 15.8606 | 31.7212 | February | 2027
B8130 AHU A-9 | 001 | 000090003429 | 2027-02-05 00:23 | 1501001881 | FILTER, 22 X 24 X 1, PLEATED MDL 40 HI-CAP MERV 10 (22X24X1) | 1501001881 - FILTER, 22 X 24 X 1, PLEATED MDL 40 HI-CAP MERV 10 (22X24X1) |  |  |  | 1 |  | 0 | 0 | February | 2027
B0014 AHU-1 A | 001 | 000000010045 | 2027-02-06 00:11 | 1501001120 | FILTER, 20 X 25 X 4, PLEATED MDL 40 HI-CAP MERV 10 (20X25X4) | 1501001120 - FILTER, 20 X 25 X 4, PLEATED MDL 40 HI-CAP MERV 10 (20X25X4) |  |  |  | 12 |  | 0 | 0 | February | 2027
B0014 AHU-1 A | 001 | 000000010045 | 2027-02-06 00:11 | 1501001559 | FILTER, 16 X 20 X 4, PLEATED MDL 40 HI-CAP MERV 10 (16X20X4) | 1501001559 - FILTER, 16 X 20 X 4, PLEATED MDL 40 HI-CAP MERV 10 (16X20X4) |  |  |  | 1 |  | 0 | 0 | February | 2027
B0014 AHU-1 A | 001 | 000000010045 | 2027-02-06 00:11 | 1501001911 | FILTER, 16 X 25 X 4, PLEATED MDL 40 HI-CAP MERV 10 (16X25X4) | 1501001911 - FILTER, 16 X 25 X 4, PLEATED MDL 40 HI-CAP MERV 10 (16X25X4) |  |  |  | 4 |  | 0 | 0 | February | 2027
B0020 FCU Q-1 | 001 | 000000013116 | 2027-02-06 00:12 | 1501001529 | FILTER, 8.875 X 61.125 X 1, PLEATED MDL 40 HI-CAP MERV 10 (8 7/8 X 61 1/8 X1, 8 7/8X61 1/8X1, 8.875X61.125X1) | 1501001529 - FILTER, 8.875 X 61.125 X 1, PLEATED MDL 40 HI-CAP MERV 10 (8 7/8 X 61 1/8 X1, 8 7/8X61 1/8X1, 8.875X61.125X1) |  |  |  | 1 |  | 16.89 | 16.89 | February | 2027
B0020 FCU Q-1 | 001 | 000006094786 | 2027-02-06 00:12 | 1501001125 | FILTER, 12 X 24 X 2, PLEATED MDL 40 HI-CAP MERV 10 (12X24X2) | 1501001125 - FILTER, 12 X 24 X 2, PLEATED MDL 40 HI-CAP MERV 10 (12X24X2) |  |  |  | 1 |  | 0 | 0 | February | 2027
B0020 FCU Q-1 | 001 | 000006094787 | 2027-02-06 00:12 | 1501001125 | FILTER, 12 X 24 X 2, PLEATED MDL 40 HI-CAP MERV 10 (12X24X2) | 1501001125 - FILTER, 12 X 24 X 2, PLEATED MDL 40 HI-CAP MERV 10 (12X24X2) |  |  |  | 1 |  | 0 | 0 | February | 2027
B0020 FCU Q-1 | 001 | 000006094792 | 2027-02-06 00:12 | 1501001125 | FILTER, 12 X 24 X 2, PLEATED MDL 40 HI-CAP MERV 10 (12X24X2) | 1501001125 - FILTER, 12 X 24 X 2, PLEATED MDL 40 HI-CAP MERV 10 (12X24X2) |  |  |  | 1 |  | 0 | 0 | February | 2027
B0020 FCU Q-1 | 001 | 000006094786 | 2027-02-06 00:12 | 1501001190 | FILTER, 12 X 12 X 2, PLEATED MDL 40 HI-CAP MERV 10 (12X12X2) | 1501001190 - FILTER, 12 X 12 X 2, PLEATED MDL 40 HI-CAP MERV 10 (12X12X2) |  |  |  | 1 |  | 3.6574 | 3.6574 | February | 2027
B0020 FCU Q-1 | 001 | 000006094787 | 2027-02-06 00:12 | 1501001190 | FILTER, 12 X 12 X 2, PLEATED MDL 40 HI-CAP MERV 10 (12X12X2) | 1501001190 - FILTER, 12 X 12 X 2, PLEATED MDL 40 HI-CAP MERV 10 (12X12X2) |  |  |  | 1 |  | 3.6574 | 3.6574 | February | 2027
B0020 FCU Q-1 | 001 | 000006094792 | 2027-02-06 00:12 | 1501001190 | FILTER, 12 X 12 X 2, PLEATED MDL 40 HI-CAP MERV 10 (12X12X2) | 1501001190 - FILTER, 12 X 12 X 2, PLEATED MDL 40 HI-CAP MERV 10 (12X12X2) |  |  |  | 1 |  | 3.6574 | 3.6574 | February | 2027
0052-FCU-4M | 001 | 000007091354 | 2027-02-10 00:06 | 1501002235 | FILTER, 30/30, DUAL 9, HIGH-CAPACITY, MERV 9, 16X20X2 | 1501002235 - FILTER, 30/30, DUAL 9, HIGH-CAPACITY, MERV 9, 16X20X2 |  |  |  | 2 |  | 0 | 0 | February | 2027
0052-FCU-4M | 001 | 000008092718 | 2027-02-10 00:06 | 1501002235 | FILTER, 30/30, DUAL 9, HIGH-CAPACITY, MERV 9, 16X20X2 | 1501002235 - FILTER, 30/30, DUAL 9, HIGH-CAPACITY, MERV 9, 16X20X2 |  |  |  | 2 |  | 0 | 0 | February | 2027
0052-FCU-4M | 001 | 000008092747 | 2027-02-10 00:06 | 1501002235 | FILTER, 30/30, DUAL 9, HIGH-CAPACITY, MERV 9, 16X20X2 | 1501002235 - FILTER, 30/30, DUAL 9, HIGH-CAPACITY, MERV 9, 16X20X2 |  |  |  | 2 |  | 0 | 0 | February | 2027
0052-FCU-4M | 001 | 000090014089 | 2027-02-10 00:06 | 1501001096 | FILTER, 3-7/8X19-1/4X1, **STUDENT UNION**, PLEATED MDL 40 HI-CAP MERV10 (3 7/8 X 19 1/4 X 1, 3.875X19.25X1) | 1501001096 - FILTER, 3-7/8X19-1/4X1, **STUDENT UNION**, PLEATED MDL 40 HI-CAP MERV10 (3 7/8 X 19 1/4 X 1, 3.875X19.25X1) |  |  |  | 2 |  | 4.294 | 8.588 | February | 2027
0052-FCU-4M | 001 | 000090014109 | 2027-02-10 00:06 | 1501001192 | FILTER, 23.75X26.5X1**SPECIAL USE - STUDENT UNION**, MERV 10, (23.-3/4X26-1/2X1, 23.75 X 26.5 X 1, 23-3/4 X 26-1/2 X 1) | 1501001192 - FILTER, 23.75X26.5X1**SPECIAL USE - STUDENT UNION**, MERV 10, (23.-3/4X26-1/2X1, 23.75 X 26.5 X 1, 23-3/4 X 26-1/2 X 1) |  |  |  | 2 |  | 0 | 0 | February | 2027
0052-FCU-4M | 001 | 000090014110 | 2027-02-10 00:06 | 1501001192 | FILTER, 23.75X26.5X1**SPECIAL USE - STUDENT UNION**, MERV 10, (23.-3/4X26-1/2X1, 23.75 X 26.5 X 1, 23-3/4 X 26-1/2 X 1) | 1501001192 - FILTER, 23.75X26.5X1**SPECIAL USE - STUDENT UNION**, MERV 10, (23.-3/4X26-1/2X1, 23.75 X 26.5 X 1, 23-3/4 X 26-1/2 X 1) |  |  |  | 2 |  | 0 | 0 | February | 2027
0052-FCU-4M | 001 | 000090014137 | 2027-02-10 00:06 | 1501001246 | FILTER, 18 X 20 X 2, PLEATED MDL 40 HI-CAP MERV 10 (18X20X2) | 1501001246 - FILTER, 18 X 20 X 2, PLEATED MDL 40 HI-CAP MERV 10 (18X20X2) |  |  |  | 2 |  | 3.5457 | 7.0914 | February | 2027
0052-FCU-4M | 001 | 000090014138 | 2027-02-10 00:06 | 1501001924 | FILTER, 16 X 22 X 1, PLEATED MDL 40 HI-CAP MERV 10 (16X22X1) | 1501001924 - FILTER, 16 X 22 X 1, PLEATED MDL 40 HI-CAP MERV 10 (16X22X1) |  |  |  | 2 |  | 6.8868 | 13.7736 | February | 2027
0052-FCU-4M | 001 | 000090014139 | 2027-02-10 00:06 | 1501001507 | FILTER, 16 INCH X 33 INCH X 1 INCH, PLEATED MDL 40 HI-CAP MERV 10 (16X33X1) | 1501001507 - FILTER, 16 INCH X 33 INCH X 1 INCH, PLEATED MDL 40 HI-CAP MERV 10 (16X33X1) |  |  |  | 1 |  | 8.6826 | 8.6826 | February | 2027
0052-FCU-4M | 001 | 000090014140 | 2027-02-10 00:06 | 1501001133 | FILTER, 20 X 20 X 1, PLEATED MDL 40 STANDARD MERV 10 (20X20X1) | 1501001133 - FILTER, 20 X 20 X 1, PLEATED MDL 40 STANDARD MERV 10 (20X20X1) |  |  |  | 2 |  | 0 | 0 | February | 2027
B0014 AHU-2 A | 001 | 000000010001 | 2027-02-10 00:11 | 1501001120 | FILTER, 20 X 25 X 4, PLEATED MDL 40 HI-CAP MERV 10 (20X25X4) | 1501001120 - FILTER, 20 X 25 X 4, PLEATED MDL 40 HI-CAP MERV 10 (20X25X4) |  |  |  | 12 |  | 0 | 0 | February | 2027
B0014 AHU-2 A | 001 | 000000010001 | 2027-02-10 00:11 | 1501001559 | FILTER, 16 X 20 X 4, PLEATED MDL 40 HI-CAP MERV 10 (16X20X4) | 1501001559 - FILTER, 16 X 20 X 4, PLEATED MDL 40 HI-CAP MERV 10 (16X20X4) |  |  |  | 1 |  | 0 | 0 | February | 2027
B0014 AHU-2 A | 001 | 000000010001 | 2027-02-10 00:11 | 1501001911 | FILTER, 16 X 25 X 4, PLEATED MDL 40 HI-CAP MERV 10 (16X25X4) | 1501001911 - FILTER, 16 X 25 X 4, PLEATED MDL 40 HI-CAP MERV 10 (16X25X4) |  |  |  | 4 |  | 0 | 0 | February | 2027
B0127 FCU Q | 001 | 000000115029 | 2027-02-10 00:19 | 1501001882 | FILTER, 14 X 35 X 1, PLEATED MDL 40 HI-CAP MERV 10 (14X35X1, 35X14X1) | 1501001882 - FILTER, 14 X 35 X 1, PLEATED MDL 40 HI-CAP MERV 10 (14X35X1, 35X14X1) |  |  |  | 1 |  | 9.83 | 9.83 | February | 2027
B8130-OAHU-Q | 001 | 000006094411 | 2027-02-10 00:23 | 1501002251 | FILTER, 30/30, DUAL 9, HIGH-CAPACITY, MERV 9, 22X36X2 | 1501002251 - FILTER, 30/30, DUAL 9, HIGH-CAPACITY, MERV 9, 22X36X2 |  |  |  | 2 |  | 34.92 | 69.84 | February | 2027
B8130-OAHU-Q | 001 | 000006094411 | 2027-02-10 00:23 | 1501002252 | FILTER, 30/30, DUAL 9, HIGH-CAPACITY, MERV 9, 30X36X2 | 1501002252 - FILTER, 30/30, DUAL 9, HIGH-CAPACITY, MERV 9, 30X36X2 |  |  |  | 2 |  | 47.08 | 94.16 | February | 2027
B8130-OAHU-Q | 001 | 000006094411 | 2027-02-10 00:23 | 1501002253 | FILTER, 30/30, DUAL 9, HIGH-CAPACITY, MERV 9, 22X36X4 | 1501002253 - FILTER, 30/30, DUAL 9, HIGH-CAPACITY, MERV 9, 22X36X4 |  |  |  | 2 |  | 47.9 | 95.8 | February | 2027
B8130-OAHU-Q | 001 | 000006094411 | 2027-02-10 00:23 | 1501003038 | FILTER, 30/30, DUAL 9, HIGH-CAPACITY, MERV 9, 22X29X2 | 1501003038 - FILTER, 30/30, DUAL 9, HIGH-CAPACITY, MERV 9, 22X29X2 |  |  |  | 2 |  | 0 | 0 | February | 2027
B8130-OAHU-Q | 001 | 000006094411 | 2027-02-10 00:23 | 1501003039 | FILTER, 30/30, DUAL 9, HIGH-CAPACITY, MERV 9, 22X29X4 | 1501003039 - FILTER, 30/30, DUAL 9, HIGH-CAPACITY, MERV 9, 22X29X4 |  |  |  | 2 |  | 0 | 0 | February | 2027
0052-FCU-4M.2 | 001 | 000090014141 | 2027-02-11 00:06 | 1501001246 | FILTER, 18 X 20 X 2, PLEATED MDL 40 HI-CAP MERV 10 (18X20X2) | 1501001246 - FILTER, 18 X 20 X 2, PLEATED MDL 40 HI-CAP MERV 10 (18X20X2) |  |  |  | 2 |  | 3.5457 | 7.0914 | February | 2027
0052-FCU-4M.2 | 001 | 000090014142 | 2027-02-11 00:06 | 1501001192 | FILTER, 23.75X26.5X1**SPECIAL USE - STUDENT UNION**, MERV 10, (23.-3/4X26-1/2X1, 23.75 X 26.5 X 1, 23-3/4 X 26-1/2 X 1) | 1501001192 - FILTER, 23.75X26.5X1**SPECIAL USE - STUDENT UNION**, MERV 10, (23.-3/4X26-1/2X1, 23.75 X 26.5 X 1, 23-3/4 X 26-1/2 X 1) |  |  |  | 2 |  | 0 | 0 | February | 2027
0052-FCU-4M.2 | 001 | 000090014143 | 2027-02-11 00:06 | 1501001192 | FILTER, 23.75X26.5X1**SPECIAL USE - STUDENT UNION**, MERV 10, (23.-3/4X26-1/2X1, 23.75 X 26.5 X 1, 23-3/4 X 26-1/2 X 1) | 1501001192 - FILTER, 23.75X26.5X1**SPECIAL USE - STUDENT UNION**, MERV 10, (23.-3/4X26-1/2X1, 23.75 X 26.5 X 1, 23-3/4 X 26-1/2 X 1) |  |  |  | 2 |  | 0 | 0 | February | 2027
0052-FCU-4M.2 | 001 | 000090014144 | 2027-02-11 00:06 | 1501001140 | FILTER, 12 X 20 X 1, PLEATED MDL 40 HI-CAP MERV 10 (12X20X1) | 1501001140 - FILTER, 12 X 20 X 1, PLEATED MDL 40 HI-CAP MERV 10 (12X20X1) |  |  |  | 4 |  | 2.8017 | 11.2068 | February | 2027
0052-FCU-4M.2 | 001 | 000006094826 | 2027-02-11 00:06 | 1501001873 | FILTER, 18 X 32 X 2, PLEATED MDL 40 HI-CAP MERV 10 (18X32X2, 32X18X2) | 1501001873 - FILTER, 18 X 32 X 2, PLEATED MDL 40 HI-CAP MERV 10 (18X32X2, 32X18X2) |  |  |  | 1 |  | 13.42 | 13.42 | February | 2027
0052-FCU-4M.2 | 001 | 000090014146 | 2027-02-11 00:06 | 1501001192 | FILTER, 23.75X26.5X1**SPECIAL USE - STUDENT UNION**, MERV 10, (23.-3/4X26-1/2X1, 23.75 X 26.5 X 1, 23-3/4 X 26-1/2 X 1) | 1501001192 - FILTER, 23.75X26.5X1**SPECIAL USE - STUDENT UNION**, MERV 10, (23.-3/4X26-1/2X1, 23.75 X 26.5 X 1, 23-3/4 X 26-1/2 X 1) |  |  |  | 1 |  | 0 | 0 | February | 2027
0052-FCU-4M.2 | 001 | 000007091353 | 2027-02-11 00:06 | 1501002235 | FILTER, 30/30, DUAL 9, HIGH-CAPACITY, MERV 9, 16X20X2 | 1501002235 - FILTER, 30/30, DUAL 9, HIGH-CAPACITY, MERV 9, 16X20X2 |  |  |  | 2 |  | 0 | 0 | February | 2027
0052-FCU-4M.2 | 001 | 000090014147 | 2027-02-11 00:06 | 1501001924 | FILTER, 16 X 22 X 1, PLEATED MDL 40 HI-CAP MERV 10 (16X22X1) | 1501001924 - FILTER, 16 X 22 X 1, PLEATED MDL 40 HI-CAP MERV 10 (16X22X1) |  |  |  | 2 |  | 6.8868 | 13.7736 | February | 2027
0052-FCU-4M.2 | 001 | 000090014148 | 2027-02-11 00:06 | 1501001141 | FILTER, 16 X 25 X 1, PLEATED MDL 40 HI-CAP MERV 10 (16X25X1) | 1501001141 - FILTER, 16 X 25 X 1, PLEATED MDL 40 HI-CAP MERV 10 (16X25X1) |  |  |  | 1 |  | 0 | 0 | February | 2027
B0005 AHU-1 A | 001 | 000006094764 | 2027-02-12 00:11 | 1501002234 | FILTER, 30/30, DUAL 9, HIGH-CAPACITY, MERV 9, 24X24X2 | 1501002234 - FILTER, 30/30, DUAL 9, HIGH-CAPACITY, MERV 9, 24X24X2 |  |  |  | 24 |  | 0 | 0 | February | 2027
B0005 AHU-1 A | 001 | 000006094764 | 2027-02-12 00:11 | 1501002231 | FILTER, 30/30, DUAL 9, HIGH-CAPACITY, MERV 9, 12X24X2 | 1501002231 - FILTER, 30/30, DUAL 9, HIGH-CAPACITY, MERV 9, 12X24X2 |  |  |  | 4 |  | 0 | 0 | February | 2027
B0005 AHU-1 A | 001 | 000006094764 | 2027-02-12 00:11 | 1501002200 | FILTER, BAG, 12X24X12, HEIGHT X WIDTH X DEPTH, (HORIZONTAL CONFIGURATION), MERV14A, CAMFIL 10P, 405619F12 | 1501002200 - FILTER, BAG, 12X24X12, HEIGHT X WIDTH X DEPTH, (HORIZONTAL CONFIGURATION), MERV14A, CAMFIL 10P, 405619F12 |  |  |  | 4 |  | 78.19 | 312.76 | February | 2027
B0005 AHU-1 A | 001 | 000006094764 | 2027-02-12 00:11 | 1501002210 | FILTER, BAG, 24X24X12, MERV14A, CAMFIL 10P, 405619A12 | 1501002210 - FILTER, BAG, 24X24X12, MERV14A, CAMFIL 10P, 405619A12 |  |  |  | 24 |  | 0 | 0 | February | 2027
B0005 AHU-4 A1 | 001 | 000008092495 | 2027-02-12 00:11 | 1501002237 | FILTER, 30/30, DUAL 9, HIGH-CAPACITY, MERV 9, 20X25X2 | 1501002237 - FILTER, 30/30, DUAL 9, HIGH-CAPACITY, MERV 9, 20X25X2 |  |  |  | 2 |  | 16.46 | 32.92 | February | 2027
B0005 AHU-4 A1 | 001 | 000008092495 | 2027-02-12 00:11 | 1501003031 | FILTER, 20 X 25 X 4, MERV 14, (20X25X4) | 1501003031 - FILTER, 20 X 25 X 4, MERV 14, (20X25X4) |  |  |  | 2 |  | 0 | 0 | February | 2027
B0005 AHU-4 A1 | 001 | 000008092495 | 2027-02-12 00:11 | 1501002236 | FILTER, 30/30, DUAL 9, HIGH-CAPACITY, MERV 9, 16X25X2 | 1501002236 - FILTER, 30/30, DUAL 9, HIGH-CAPACITY, MERV 9, 16X25X2 |  |  |  | 4 |  | 0 | 0 | February | 2027
B0005 AHU-4 A1 | 001 | 000008092495 | 2027-02-12 00:11 | 1501001175 | FILTER, MERV 13, 16 X 25 X 4, PLEATED MDL 40 HI-CAP (16X25X4) | 1501001175 - FILTER, MERV 13, 16 X 25 X 4, PLEATED MDL 40 HI-CAP (16X25X4) |  |  |  | 4 |  | 0 | 0 | February | 2027
B0016D DAHU4 A | 001 | 000090009462 | 2027-02-12 00:12 | 1501001133 | FILTER, 20 X 20 X 1, PLEATED MDL 40 STANDARD MERV 10 (20X20X1) | 1501001133 - FILTER, 20 X 20 X 1, PLEATED MDL 40 STANDARD MERV 10 (20X20X1) |  |  |  | 1 |  | 0 | 0 | February | 2027
B0121 CRU Q-1 | 001 | 000000110531 | 2027-02-13 00:18 | 1501001120 | FILTER, 20 X 25 X 4, PLEATED MDL 40 HI-CAP MERV 10 (20X25X4) | 1501001120 - FILTER, 20 X 25 X 4, PLEATED MDL 40 HI-CAP MERV 10 (20X25X4) |  |  |  | 2 |  | 0 | 0 | February | 2027
B0121 CRU Q-1 | 001 | 000000110532 | 2027-02-13 00:18 | 1501001120 | FILTER, 20 X 25 X 4, PLEATED MDL 40 HI-CAP MERV 10 (20X25X4) | 1501001120 - FILTER, 20 X 25 X 4, PLEATED MDL 40 HI-CAP MERV 10 (20X25X4) |  |  |  | 2 |  | 0 | 0 | February | 2027
B0001 DX-PU-Q | 001 | 000000000149 | 2027-02-17 00:10 | 1501001133 | FILTER, 20 X 20 X 1, PLEATED MDL 40 STANDARD MERV 10 (20X20X1) | 1501001133 - FILTER, 20 X 20 X 1, PLEATED MDL 40 STANDARD MERV 10 (20X20X1) |  |  |  | 1 |  | 0 | 0 | February | 2027
B0020 AHU-5 SA | 001 | 000000013006 | 2027-02-17 00:12 | 1501002239 | FILTER, 30/30, DUAL 9, HIGH-CAPACITY, MERV 9, 12X24X4 | 1501002239 - FILTER, 30/30, DUAL 9, HIGH-CAPACITY, MERV 9, 12X24X4 |  |  |  | 4 |  | 21.2707 | 85.0828 | February | 2027
B0020 AHU-5 SA | 001 | 000000013006 | 2027-02-17 00:12 | 1501002247 | FILTER, 30/30, DUAL 9, HIGH-CAPACITY, MERV 9, 24X24X4 | 1501002247 - FILTER, 30/30, DUAL 9, HIGH-CAPACITY, MERV 9, 24X24X4 |  |  |  | 12 |  | 0 | 0 | February | 2027
B0016C DAHU1 Q | 001 | 000000006478 | 2027-02-18 00:12 | 1501001159 | FILTER, 16X20X1 (ACTUAL SIZE) **SPECIAL FILTER FOR B0016C** DAHU-1, MERV 10 | 1501001159 - FILTER, 16X20X1 (ACTUAL SIZE) **SPECIAL FILTER FOR B0016C** DAHU-1, MERV 10 |  |  |  | 1 |  | 0 | 0 | February | 2027
B0016D DAHU1 A | 001 | 000090009459 | 2027-02-18 00:12 | 1501001133 | FILTER, 20 X 20 X 1, PLEATED MDL 40 STANDARD MERV 10 (20X20X1) | 1501001133 - FILTER, 20 X 20 X 1, PLEATED MDL 40 STANDARD MERV 10 (20X20X1) |  |  |  | 1 |  | 0 | 0 | February | 2027
B8111 AHU2-2 A | 001 | 000000304009 | 2027-02-18 00:22 | 1501001317 | BELT, #5VX500 | 1501001317 - BELT, #5VX500 |  |  |  | 2 |  | 0 | 0 | February | 2027
B8111 AHU2-2 A | 001 | 000000304009 | 2027-02-18 00:22 | 1501002208 | FILTER, BAG, 24X20X12, HEIGHT X WIDTH X DEPTH, (VERTICAL CONFIGURATION), MERV14A, CAMFIL 8P, 405619B12 (REPLACES 1501003005) | 1501002208 - FILTER, BAG, 24X20X12, HEIGHT X WIDTH X DEPTH, (VERTICAL CONFIGURATION), MERV14A, CAMFIL 8P, 405619B12 (REPLACES 1501003005) |  |  |  | 4 |  | 0 | 0 | February | 2027
B8111 AHU2-2 A | 001 | 000000304009 | 2027-02-18 00:22 | 1501002204 | FILTER, BAG, 20X20X12, MERV14A, CAMFIL 8P, 405619D12 (REPLACES 1501001202) | 1501002204 - FILTER, BAG, 20X20X12, MERV14A, CAMFIL 8P, 405619D12 (REPLACES 1501001202) |  |  |  | 4 |  | 0 | 0 | February | 2027
B8111 AHU3-1 A | 001 | 000000304010 | 2027-02-18 00:22 | 1501001400 | BELT, #BX-47, BX47 (COG TYPE) | 1501001400 - BELT, #BX-47, BX47 (COG TYPE) |  |  |  | 3 |  | 11.2472 | 33.7416 | February | 2027
B8111 AHU3-1 A | 001 | 000000304010 | 2027-02-18 00:22 | 1501002208 | FILTER, BAG, 24X20X12, HEIGHT X WIDTH X DEPTH, (VERTICAL CONFIGURATION), MERV14A, CAMFIL 8P, 405619B12 (REPLACES 1501003005) | 1501002208 - FILTER, BAG, 24X20X12, HEIGHT X WIDTH X DEPTH, (VERTICAL CONFIGURATION), MERV14A, CAMFIL 8P, 405619B12 (REPLACES 1501003005) |  |  |  | 4 |  | 0 | 0 | February | 2027
B8111 AHU3-1 A | 001 | 000000304010 | 2027-02-18 00:22 | 1501002204 | FILTER, BAG, 20X20X12, MERV14A, CAMFIL 8P, 405619D12 (REPLACES 1501001202) | 1501002204 - FILTER, BAG, 20X20X12, MERV14A, CAMFIL 8P, 405619D12 (REPLACES 1501001202) |  |  |  | 4 |  | 0 | 0 | February | 2027
B8111 AHU3-2 A | 001 | 000000304011 | 2027-02-18 00:22 | 1501001400 | BELT, #BX-47, BX47 (COG TYPE) | 1501001400 - BELT, #BX-47, BX47 (COG TYPE) |  |  |  | 3 |  | 11.2472 | 33.7416 | February | 2027
B8111 AHU3-2 A | 001 | 000000304011 | 2027-02-18 00:22 | 1501002208 | FILTER, BAG, 24X20X12, HEIGHT X WIDTH X DEPTH, (VERTICAL CONFIGURATION), MERV14A, CAMFIL 8P, 405619B12 (REPLACES 1501003005) | 1501002208 - FILTER, BAG, 24X20X12, HEIGHT X WIDTH X DEPTH, (VERTICAL CONFIGURATION), MERV14A, CAMFIL 8P, 405619B12 (REPLACES 1501003005) |  |  |  | 4 |  | 0 | 0 | February | 2027
B8111 AHU3-2 A | 001 | 000000304011 | 2027-02-18 00:22 | 1501002204 | FILTER, BAG, 20X20X12, MERV14A, CAMFIL 8P, 405619D12 (REPLACES 1501001202) | 1501002204 - FILTER, BAG, 20X20X12, MERV14A, CAMFIL 8P, 405619D12 (REPLACES 1501001202) |  |  |  | 4 |  | 0 | 0 | February | 2027
B0007A AHU-3A | 001 | 000000001413 | 2027-02-19 00:11 | 1501001133 | FILTER, 20 X 20 X 1, PLEATED MDL 40 STANDARD MERV 10 (20X20X1) | 1501001133 - FILTER, 20 X 20 X 1, PLEATED MDL 40 STANDARD MERV 10 (20X20X1) |  |  |  | 1 |  | 0 | 0 | February | 2027
B0007A AHU-3A | 001 | 000000001413 | 2027-02-19 00:11 | 1501001314 | BELT, #5VX450 | 1501001314 - BELT, #5VX450 |  |  |  | 1 |  | 14.18 | 14.18 | February | 2027
B0007B AHU-7 A | 001 | 000000001713 | 2027-02-19 00:11 | 1501001910 | FILTER, 20 X 25 X 2, PLEATED MDL 40 HI-CAP MERV 10 (20X25X2) | 1501001910 - FILTER, 20 X 25 X 2, PLEATED MDL 40 HI-CAP MERV 10 (20X25X2) |  |  |  | 2 |  | 0 | 0 | February | 2027
B0007B AHU-7 A | 001 | 000000001713 | 2027-02-19 00:11 | 1501003031 | FILTER, 20 X 25 X 4, MERV 14, (20X25X4) | 1501003031 - FILTER, 20 X 25 X 4, MERV 14, (20X25X4) |  |  |  | 2 |  | 0 | 0 | February | 2027
B0007C- FCU- Q | 001 | 000090009474 | 2027-02-19 00:11 | 1501001133 | FILTER, 20 X 20 X 1, PLEATED MDL 40 STANDARD MERV 10 (20X20X1) | 1501001133 - FILTER, 20 X 20 X 1, PLEATED MDL 40 STANDARD MERV 10 (20X20X1) |  |  |  | 1 |  | 0 | 0 | February | 2027
B0016B DAHU1 A | 001 | 000090003464 | 2027-02-20 00:12 | 1501001133 | FILTER, 20 X 20 X 1, PLEATED MDL 40 STANDARD MERV 10 (20X20X1) | 1501001133 - FILTER, 20 X 20 X 1, PLEATED MDL 40 STANDARD MERV 10 (20X20X1) |  |  |  | 1 |  | 0 | 0 | February | 2027
B0016D DAHU2 A | 001 | 000090009460 | 2027-02-20 00:12 | 1501001133 | FILTER, 20 X 20 X 1, PLEATED MDL 40 STANDARD MERV 10 (20X20X1) | 1501001133 - FILTER, 20 X 20 X 1, PLEATED MDL 40 STANDARD MERV 10 (20X20X1) |  |  |  | 1 |  | 0 | 0 | February | 2027
B0016D DAHU3 A | 001 | 000090009461 | 2027-02-20 00:12 | 1501001133 | FILTER, 20 X 20 X 1, PLEATED MDL 40 STANDARD MERV 10 (20X20X1) | 1501001133 - FILTER, 20 X 20 X 1, PLEATED MDL 40 STANDARD MERV 10 (20X20X1) |  |  |  | 1 |  | 0 | 0 | February | 2027
B8126 AHU-3 A | 001 | 000000314097 | 2027-02-20 00:23 | 1501002206 | FILTER, BAG, 20X24X12, HEIGHT X WIDTH X DEPTH, (HORIZONTAL CONFIGURATION), MERV14A, CAMFIL 10P, 405619E12 (REPLACES 1501003005) | 1501002206 - FILTER, BAG, 20X24X12, HEIGHT X WIDTH X DEPTH, (HORIZONTAL CONFIGURATION), MERV14A, CAMFIL 10P, 405619E12 (REPLACES 1501003005) |  |  |  | 12 |  | 0 | 0 | February | 2027
B8111 AHU3-3 A | 001 | 000000304012 | 2027-02-24 00:22 | 1501001342 | BELT, #AX-26, AX26 (COG TYPE) | 1501001342 - BELT, #AX-26, AX26 (COG TYPE) |  |  |  | 2 |  | 5.4945 | 10.989 | February | 2027
B8111 AHU3-3 A | 001 | 000000304012 | 2027-02-24 00:22 | 1501002210 | FILTER, BAG, 24X24X12, MERV14A, CAMFIL 10P, 405619A12 | 1501002210 - FILTER, BAG, 24X24X12, MERV14A, CAMFIL 10P, 405619A12 |  |  |  | 2 |  | 0 | 0 | February | 2027
B0005 AHU-2 A | 001 | 000000001129 | 2027-02-26 00:11 | 1501001415 | BELT, #BX-62, BX62 (COG TYPE) | 1501001415 - BELT, #BX-62, BX62 (COG TYPE) |  |  |  | 1 |  | 12.6026 | 12.6026 | February | 2027
B0005 AHU-2 A | 001 | 000000001129 | 2027-02-26 00:11 | 1501001910 | FILTER, 20 X 25 X 2, PLEATED MDL 40 HI-CAP MERV 10 (20X25X2) | 1501001910 - FILTER, 20 X 25 X 2, PLEATED MDL 40 HI-CAP MERV 10 (20X25X2) |  |  |  | 8 |  | 0 | 0 | February | 2027
B0052 AHU24 A | 001 | 000090003292 | 2027-02-26 00:14 | 1501002210 | FILTER, BAG, 24X24X12, MERV14A, CAMFIL 10P, 405619A12 | 1501002210 - FILTER, BAG, 24X24X12, MERV14A, CAMFIL 10P, 405619A12 |  |  |  | 1 |  | 0 | 0 | February | 2027
B0052 AHU24 A | 001 | 000090003292 | 2027-02-26 00:14 | 1501002208 | FILTER, BAG, 24X20X12, HEIGHT X WIDTH X DEPTH, (VERTICAL CONFIGURATION), MERV14A, CAMFIL 8P, 405619B12 (REPLACES 1501003005) | 1501002208 - FILTER, BAG, 24X20X12, HEIGHT X WIDTH X DEPTH, (VERTICAL CONFIGURATION), MERV14A, CAMFIL 8P, 405619B12 (REPLACES 1501003005) |  |  |  | 2 |  | 0 | 0 | February | 2027
B0052 AHU24 A | 001 | 000090003292 | 2027-02-26 00:14 | 1501002200 | FILTER, BAG, 12X24X12, HEIGHT X WIDTH X DEPTH, (HORIZONTAL CONFIGURATION), MERV14A, CAMFIL 10P, 405619F12 | 1501002200 - FILTER, BAG, 12X24X12, HEIGHT X WIDTH X DEPTH, (HORIZONTAL CONFIGURATION), MERV14A, CAMFIL 10P, 405619F12 |  |  |  | 1 |  | 78.19 | 78.19 | February | 2027
B0052 AHU24 A | 001 | 000090003292 | 2027-02-26 00:14 | 1501002201 | FILTER, BAG, 12X20X12, HEIGHT X WIDTH X DEPTH, (HORIZONTAL CONFIGURATION), MERV14A, CAMIL 10P, (REPLACES 1501001098) | 1501002201 - FILTER, BAG, 12X20X12, HEIGHT X WIDTH X DEPTH, (HORIZONTAL CONFIGURATION), MERV14A, CAMIL 10P, (REPLACES 1501001098) |  |  |  | 2 |  | 73.5938 | 147.1876 | February | 2027
B0052 AHU24 A | 001 | 000090003292 | 2027-02-26 00:14 | 1501001401 | BELT, #BX-52, BX52 (COG TYPE) | 1501001401 - BELT, #BX-52, BX52 (COG TYPE) |  |  |  | 1 |  | 0 | 0 | February | 2027
B0052 AHU25 A | 001 | 000090003293 | 2027-02-26 00:14 | 1501002210 | FILTER, BAG, 24X24X12, MERV14A, CAMFIL 10P, 405619A12 | 1501002210 - FILTER, BAG, 24X24X12, MERV14A, CAMFIL 10P, 405619A12 |  |  |  | 1 |  | 0 | 0 | February | 2027
B0052 AHU25 A | 001 | 000090003293 | 2027-02-26 00:14 | 1501002208 | FILTER, BAG, 24X20X12, HEIGHT X WIDTH X DEPTH, (VERTICAL CONFIGURATION), MERV14A, CAMFIL 8P, 405619B12 (REPLACES 1501003005) | 1501002208 - FILTER, BAG, 24X20X12, HEIGHT X WIDTH X DEPTH, (VERTICAL CONFIGURATION), MERV14A, CAMFIL 8P, 405619B12 (REPLACES 1501003005) |  |  |  | 2 |  | 0 | 0 | February | 2027
B0052 AHU25 A | 001 | 000090003293 | 2027-02-26 00:14 | 1501002200 | FILTER, BAG, 12X24X12, HEIGHT X WIDTH X DEPTH, (HORIZONTAL CONFIGURATION), MERV14A, CAMFIL 10P, 405619F12 | 1501002200 - FILTER, BAG, 12X24X12, HEIGHT X WIDTH X DEPTH, (HORIZONTAL CONFIGURATION), MERV14A, CAMFIL 10P, 405619F12 |  |  |  | 1 |  | 78.19 | 78.19 | February | 2027
B0052 AHU25 A | 001 | 000090003293 | 2027-02-26 00:14 | 1501002201 | FILTER, BAG, 12X20X12, HEIGHT X WIDTH X DEPTH, (HORIZONTAL CONFIGURATION), MERV14A, CAMIL 10P, (REPLACES 1501001098) | 1501002201 - FILTER, BAG, 12X20X12, HEIGHT X WIDTH X DEPTH, (HORIZONTAL CONFIGURATION), MERV14A, CAMIL 10P, (REPLACES 1501001098) |  |  |  | 2 |  | 73.5938 | 147.1876 | February | 2027
B0052 AHU25 A | 001 | 000090003293 | 2027-02-26 00:14 | 1501001460 | BELT, #BX-50, BX50 (COG TYPE) | 1501001460 - BELT, #BX-50, BX50 (COG TYPE) |  |  |  | 1 |  | 12.9052 | 12.9052 | February | 2027
B8126 AHU-1 A | 001 | 000000314024 | 2027-02-26 00:23 | 1501002200 | FILTER, BAG, 12X24X12, HEIGHT X WIDTH X DEPTH, (HORIZONTAL CONFIGURATION), MERV14A, CAMFIL 10P, 405619F12 | 1501002200 - FILTER, BAG, 12X24X12, HEIGHT X WIDTH X DEPTH, (HORIZONTAL CONFIGURATION), MERV14A, CAMFIL 10P, 405619F12 |  |  |  | 4 |  | 78.19 | 312.76 | February | 2027
B8126 AHU-1 A | 001 | 000000314024 | 2027-02-26 00:23 | 1501002206 | FILTER, BAG, 20X24X12, HEIGHT X WIDTH X DEPTH, (HORIZONTAL CONFIGURATION), MERV14A, CAMFIL 10P, 405619E12 (REPLACES 1501003005) | 1501002206 - FILTER, BAG, 20X24X12, HEIGHT X WIDTH X DEPTH, (HORIZONTAL CONFIGURATION), MERV14A, CAMFIL 10P, 405619E12 (REPLACES 1501003005) |  |  |  | 4 |  | 0 | 0 | February | 2027
B8126 AHU-1 A | 001 | 000000314024 | 2027-02-26 00:23 | 1501002210 | FILTER, BAG, 24X24X12, MERV14A, CAMFIL 10P, 405619A12 | 1501002210 - FILTER, BAG, 24X24X12, MERV14A, CAMFIL 10P, 405619A12 |  |  |  | 4 |  | 0 | 0 | February | 2027
B0052 AHU22 A | 001 | 000090003281 | 2027-02-27 00:14 | 1501002206 | FILTER, BAG, 20X24X12, HEIGHT X WIDTH X DEPTH, (HORIZONTAL CONFIGURATION), MERV14A, CAMFIL 10P, 405619E12 (REPLACES 1501003005) | 1501002206 - FILTER, BAG, 20X24X12, HEIGHT X WIDTH X DEPTH, (HORIZONTAL CONFIGURATION), MERV14A, CAMFIL 10P, 405619E12 (REPLACES 1501003005) |  |  |  | 6 |  | 0 | 0 | February | 2027
B0052 AHU22 A | 001 | 000090003281 | 2027-02-27 00:14 | 1501001405 | BELT, #BX-59, BX59 (COG TYPE) | 1501001405 - BELT, #BX-59, BX59 (COG TYPE) |  |  |  | 2 |  | 12.865 | 25.73 | February | 2027
B0016F-RTU Q | 001 | 000090010056 | 2027-03-03 00:12 | 1501001147 | FILTER, 18 X 24 X 2, PLEATED MDL 40 HI-CAP MERV 10 (18X24X2) | 1501001147 - FILTER, 18 X 24 X 2, PLEATED MDL 40 HI-CAP MERV 10 (18X24X2) |  |  |  | 9 |  | 0 | 0 | March | 2027
B0121 EF RF B.1 | 001 | 000000110698 | 2027-03-03 00:18 | 1501001336 | BELT, #5VX1060 | 1501001336 - BELT, #5VX1060 |  |  |  | 1 |  | 0 | 0 | March | 2027
B0121 EF RF B.1 | 001 | 000000110699 | 2027-03-03 00:18 | 1501001336 | BELT, #5VX1060 | 1501001336 - BELT, #5VX1060 |  |  |  | 1 |  | 0 | 0 | March | 2027
B0121 EF RF B.1 | 001 | 000000110700 | 2027-03-03 00:18 | 1501001336 | BELT, #5VX1060 | 1501001336 - BELT, #5VX1060 |  |  |  | 1 |  | 0 | 0 | March | 2027
B0121 EF RF B.1 | 001 | 000000110704 | 2027-03-03 00:18 | 1501001336 | BELT, #5VX1060 | 1501001336 - BELT, #5VX1060 |  |  |  | 1 |  | 0 | 0 | March | 2027
B0002 AHU-7 SA | 001 | 000000000206 | 2027-03-04 00:10 | 1501002234 | FILTER, 30/30, DUAL 9, HIGH-CAPACITY, MERV 9, 24X24X2 | 1501002234 - FILTER, 30/30, DUAL 9, HIGH-CAPACITY, MERV 9, 24X24X2 |  |  |  | 25 |  | 0 | 0 | March | 2027
B0121 EF RF B | 001 | 000000110697 | 2027-03-04 00:18 | 1501001336 | BELT, #5VX1060 | 1501001336 - BELT, #5VX1060 |  |  |  | 3 |  | 0 | 0 | March | 2027
B0121 EF RF B | 001 | 000000110701 | 2027-03-04 00:18 | 1501001336 | BELT, #5VX1060 | 1501001336 - BELT, #5VX1060 |  |  |  | 3 |  | 0 | 0 | March | 2027
B0121 EF RF B | 001 | 000000110702 | 2027-03-04 00:18 | 1501001336 | BELT, #5VX1060 | 1501001336 - BELT, #5VX1060 |  |  |  | 3 |  | 0 | 0 | March | 2027
B0121 EF RF B | 001 | 000000110703 | 2027-03-04 00:18 | 1501001336 | BELT, #5VX1060 | 1501001336 - BELT, #5VX1060 |  |  |  | 3 |  | 0 | 0 | March | 2027
B0002 AHU-6 SA | 001 | 000000000205 | 2027-03-05 00:10 | 1501002234 | FILTER, 30/30, DUAL 9, HIGH-CAPACITY, MERV 9, 24X24X2 | 1501002234 - FILTER, 30/30, DUAL 9, HIGH-CAPACITY, MERV 9, 24X24X2 |  |  |  | 25 |  | 0 | 0 | March | 2027
B0006 AHU-1 A | 001 | 000008092210 | 2027-03-05 00:11 | 1501002200 | FILTER, BAG, 12X24X12, HEIGHT X WIDTH X DEPTH, (HORIZONTAL CONFIGURATION), MERV14A, CAMFIL 10P, 405619F12 | 1501002200 - FILTER, BAG, 12X24X12, HEIGHT X WIDTH X DEPTH, (HORIZONTAL CONFIGURATION), MERV14A, CAMFIL 10P, 405619F12 |  |  |  | 3 |  | 78.19 | 234.57 | March | 2027
B0006 AHU-1 A | 001 | 000008092210 | 2027-03-05 00:11 | 1501002210 | FILTER, BAG, 24X24X12, MERV14A, CAMFIL 10P, 405619A12 | 1501002210 - FILTER, BAG, 24X24X12, MERV14A, CAMFIL 10P, 405619A12 |  |  |  | 6 |  | 0 | 0 | March | 2027
B0006 AHU-2 A | 001 | 000000001376 | 2027-03-05 00:11 | 1501001431 | BELT, #BX-74, BX74 (COG TYPE) | 1501001431 - BELT, #BX-74, BX74 (COG TYPE) |  |  |  | 2 |  | 15.225 | 30.45 | March | 2027
B0006 AHU-2 A | 001 | 000000001376 | 2027-03-05 00:11 | 1501002237 | FILTER, 30/30, DUAL 9, HIGH-CAPACITY, MERV 9, 20X25X2 | 1501002237 - FILTER, 30/30, DUAL 9, HIGH-CAPACITY, MERV 9, 20X25X2 |  |  |  | 12 |  | 16.46 | 197.52 | March | 2027
B0006 AHU-2 A | 001 | 000000001376 | 2027-03-05 00:11 | 1501001111 | FILTER, 18 X 18 X 1, PLEATED MDL 40 HI-CAP MERV 10 (18X18X1) | 1501001111 - FILTER, 18 X 18 X 1, PLEATED MDL 40 HI-CAP MERV 10 (18X18X1) |  |  |  | 4 |  | 0 | 0 | March | 2027
B0012 DAHU-1 Q | 001 | 000000008005 | 2027-03-05 00:11 | 1501001594 | FILTER, 20 X 20 X 4, PLEATED MDL 40 HI-CAP MERV 10 (20X20X4) | 1501001594 - FILTER, 20 X 20 X 4, PLEATED MDL 40 HI-CAP MERV 10 (20X20X4) |  |  |  | 1 |  | 5.2111 | 5.2111 | March | 2027
B8130 AHU Q-1 | 001 | 000090003431 | 2027-03-05 00:23 | 1501001275 | FILTER, 16.5 X 21.5 X 1, PLEATED MDL 40 STANDARD MERV 10 (16 1/2 X 21 1/2 X 1, 16 1/2X21 1/2X1) | 1501001275 - FILTER, 16.5 X 21.5 X 1, PLEATED MDL 40 STANDARD MERV 10 (16 1/2 X 21 1/2 X 1, 16 1/2X21 1/2X1) |  |  |  | 1 |  | 0 | 0 | March | 2027
B8130 AHU Q-14 | 001 | 000090003450 | 2027-03-05 00:23 | 1501001881 | FILTER, 22 X 24 X 1, PLEATED MDL 40 HI-CAP MERV 10 (22X24X1) | 1501001881 - FILTER, 22 X 24 X 1, PLEATED MDL 40 HI-CAP MERV 10 (22X24X1) |  |  |  | 1 |  | 0 | 0 | March | 2027
B8130 AHU Q-2 | 001 | 000090003448 | 2027-03-05 00:23 | 1501001133 | FILTER, 20 X 20 X 1, PLEATED MDL 40 STANDARD MERV 10 (20X20X1) | 1501001133 - FILTER, 20 X 20 X 1, PLEATED MDL 40 STANDARD MERV 10 (20X20X1) |  |  |  | 1 |  | 0 | 0 | March | 2027
B8130 AHU Q-21 | 001 | 000090003437 | 2027-03-05 00:23 | 1501001113 | FILTER, 18 X 20 X 1 PLEATED MDL 40 HI-CAP MERV 10 (18X20X1) | 1501001113 - FILTER, 18 X 20 X 1 PLEATED MDL 40 HI-CAP MERV 10 (18X20X1) |  |  |  | 1 |  | 4.4699 | 4.4699 | March | 2027
B8130 AHU Q-3 | 001 | 000090003447 | 2027-03-05 00:23 | 1501001275 | FILTER, 16.5 X 21.5 X 1, PLEATED MDL 40 STANDARD MERV 10 (16 1/2 X 21 1/2 X 1, 16 1/2X21 1/2X1) | 1501001275 - FILTER, 16.5 X 21.5 X 1, PLEATED MDL 40 STANDARD MERV 10 (16 1/2 X 21 1/2 X 1, 16 1/2X21 1/2X1) |  |  |  | 1 |  | 0 | 0 | March | 2027
B8130 AHU Q-4 | 001 | 000090003436 | 2027-03-05 00:23 | 1501001275 | FILTER, 16.5 X 21.5 X 1, PLEATED MDL 40 STANDARD MERV 10 (16 1/2 X 21 1/2 X 1, 16 1/2X21 1/2X1) | 1501001275 - FILTER, 16.5 X 21.5 X 1, PLEATED MDL 40 STANDARD MERV 10 (16 1/2 X 21 1/2 X 1, 16 1/2X21 1/2X1) |  |  |  | 1 |  | 0 | 0 | March | 2027
B8130 AHU Q-5 | 001 | 000090003442 | 2027-03-06 00:23 | 1501001275 | FILTER, 16.5 X 21.5 X 1, PLEATED MDL 40 STANDARD MERV 10 (16 1/2 X 21 1/2 X 1, 16 1/2X21 1/2X1) | 1501001275 - FILTER, 16.5 X 21.5 X 1, PLEATED MDL 40 STANDARD MERV 10 (16 1/2 X 21 1/2 X 1, 16 1/2X21 1/2X1) |  |  |  | 1 |  | 0 | 0 | March | 2027
B0012 AHU-4 S | 001 | 000000008170 | 2027-03-10 00:11 | 1501002231 | FILTER, 30/30, DUAL 9, HIGH-CAPACITY, MERV 9, 12X24X2 | 1501002231 - FILTER, 30/30, DUAL 9, HIGH-CAPACITY, MERV 9, 12X24X2 |  |  |  | 6 |  | 0 | 0 | March | 2027
B0012 AHU-4 S | 001 | 000000008170 | 2027-03-10 00:11 | 1501002234 | FILTER, 30/30, DUAL 9, HIGH-CAPACITY, MERV 9, 24X24X2 | 1501002234 - FILTER, 30/30, DUAL 9, HIGH-CAPACITY, MERV 9, 24X24X2 |  |  |  | 8 |  | 0 | 0 | March | 2027
B002C FCU INS Q | 001 | 000008091562 | 2027-03-10 00:12 | 1501001156 | FILTER, 18-1/4 X 33 X 2, PLEATED MDL 40 HI-CAP MERV 10 (18.25X33X2) | 1501001156 - FILTER, 18-1/4 X 33 X 2, PLEATED MDL 40 HI-CAP MERV 10 (18.25X33X2) |  |  |  | 1 |  | 0 | 0 | March | 2027
B002C FCU INS Q | 001 | 000008091563 | 2027-03-10 00:12 | 1501001156 | FILTER, 18-1/4 X 33 X 2, PLEATED MDL 40 HI-CAP MERV 10 (18.25X33X2) | 1501001156 - FILTER, 18-1/4 X 33 X 2, PLEATED MDL 40 HI-CAP MERV 10 (18.25X33X2) |  |  |  | 1 |  | 0 | 0 | March | 2027
B002C FCU INS Q | 001 | 000008091564 | 2027-03-10 00:12 | 1501001156 | FILTER, 18-1/4 X 33 X 2, PLEATED MDL 40 HI-CAP MERV 10 (18.25X33X2) | 1501001156 - FILTER, 18-1/4 X 33 X 2, PLEATED MDL 40 HI-CAP MERV 10 (18.25X33X2) |  |  |  | 1 |  | 0 | 0 | March | 2027
B002C FCU INS Q | 001 | 000008091565 | 2027-03-10 00:12 | 1501001156 | FILTER, 18-1/4 X 33 X 2, PLEATED MDL 40 HI-CAP MERV 10 (18.25X33X2) | 1501001156 - FILTER, 18-1/4 X 33 X 2, PLEATED MDL 40 HI-CAP MERV 10 (18.25X33X2) |  |  |  | 1 |  | 0 | 0 | March | 2027
B002C FCU INS Q | 001 | 000008091566 | 2027-03-10 00:12 | 1501001156 | FILTER, 18-1/4 X 33 X 2, PLEATED MDL 40 HI-CAP MERV 10 (18.25X33X2) | 1501001156 - FILTER, 18-1/4 X 33 X 2, PLEATED MDL 40 HI-CAP MERV 10 (18.25X33X2) |  |  |  | 1 |  | 0 | 0 | March | 2027
B002C FCU INS Q | 001 | 000008091567 | 2027-03-10 00:12 | 1501001157 | FILTER, 18-1/4 X 21-1/2 X 2, PLEATED MDL 40 HI-CAP MERV 10 (18.25X21.5X2) | 1501001157 - FILTER, 18-1/4 X 21-1/2 X 2, PLEATED MDL 40 HI-CAP MERV 10 (18.25X21.5X2) |  |  |  | 2 |  | 0 | 0 | March | 2027
B002C FCU INS Q | 001 | 000008091571 | 2027-03-10 00:12 | 1501001156 | FILTER, 18-1/4 X 33 X 2, PLEATED MDL 40 HI-CAP MERV 10 (18.25X33X2) | 1501001156 - FILTER, 18-1/4 X 33 X 2, PLEATED MDL 40 HI-CAP MERV 10 (18.25X33X2) |  |  |  | 1 |  | 0 | 0 | March | 2027
B002C FCU INS Q | 001 | 000008091572 | 2027-03-10 00:12 | 1501001157 | FILTER, 18-1/4 X 21-1/2 X 2, PLEATED MDL 40 HI-CAP MERV 10 (18.25X21.5X2) | 1501001157 - FILTER, 18-1/4 X 21-1/2 X 2, PLEATED MDL 40 HI-CAP MERV 10 (18.25X21.5X2) |  |  |  | 2 |  | 0 | 0 | March | 2027
B002C FCU INS Q | 001 | 000008091574 | 2027-03-10 00:12 | 1501001155 | FILTER, 20-1/2 X 22 X 2, PLEATED MDL 40 HI-CAP MERV 10 (20.5X22X2) | 1501001155 - FILTER, 20-1/2 X 22 X 2, PLEATED MDL 40 HI-CAP MERV 10 (20.5X22X2) |  |  |  | 2 |  | 0 | 0 | March | 2027
B002C FCU INS Q | 001 | 000008091575 | 2027-03-10 00:12 | 1501001155 | FILTER, 20-1/2 X 22 X 2, PLEATED MDL 40 HI-CAP MERV 10 (20.5X22X2) | 1501001155 - FILTER, 20-1/2 X 22 X 2, PLEATED MDL 40 HI-CAP MERV 10 (20.5X22X2) |  |  |  | 2 |  | 0 | 0 | March | 2027
B002C FCU INS Q | 001 | 000008091576 | 2027-03-10 00:12 | 1501001156 | FILTER, 18-1/4 X 33 X 2, PLEATED MDL 40 HI-CAP MERV 10 (18.25X33X2) | 1501001156 - FILTER, 18-1/4 X 33 X 2, PLEATED MDL 40 HI-CAP MERV 10 (18.25X33X2) |  |  |  | 1 |  | 0 | 0 | March | 2027
B002C FCU INS Q | 001 | 000008091577 | 2027-03-10 00:12 | 1501001157 | FILTER, 18-1/4 X 21-1/2 X 2, PLEATED MDL 40 HI-CAP MERV 10 (18.25X21.5X2) | 1501001157 - FILTER, 18-1/4 X 21-1/2 X 2, PLEATED MDL 40 HI-CAP MERV 10 (18.25X21.5X2) |  |  |  | 2 |  | 0 | 0 | March | 2027
B002C FCU INS Q | 001 | 000008091561 | 2027-03-10 00:12 | 1501001156 | FILTER, 18-1/4 X 33 X 2, PLEATED MDL 40 HI-CAP MERV 10 (18.25X33X2) | 1501001156 - FILTER, 18-1/4 X 33 X 2, PLEATED MDL 40 HI-CAP MERV 10 (18.25X33X2) |  |  |  | 1 |  | 0 | 0 | March | 2027
B002C FCU INS Q | 001 | 000007092021 | 2027-03-10 00:12 | 1501001123 | FILTER, 16 X 20 X 2, PLEATED MDL 40 HI-CAP MERV 10 (16X20X2) | 1501001123 - FILTER, 16 X 20 X 2, PLEATED MDL 40 HI-CAP MERV 10 (16X20X2) |  |  |  | 2 |  | 0 | 0 | March | 2027
B0052 AHU-28-Q | 001 | 000006093786 | 2027-03-10 00:13 | 1501001094 | FILTER, 20 X 24 X 2, PLEATED MDL 40 HI-CAP MERV 10 (20X24X2, 24X20X2, 24 X 20 X 2)) | 1501001094 - FILTER, 20 X 24 X 2, PLEATED MDL 40 HI-CAP MERV 10 (20X24X2, 24X20X2, 24 X 20 X 2)) |  |  |  | 3 |  | 0 | 0 | March | 2027
B8130-OAHU-Q | 001 | 000006094411 | 2027-03-10 00:23 | 1501002251 | FILTER, 30/30, DUAL 9, HIGH-CAPACITY, MERV 9, 22X36X2 | 1501002251 - FILTER, 30/30, DUAL 9, HIGH-CAPACITY, MERV 9, 22X36X2 |  |  |  | 2 |  | 34.92 | 69.84 | March | 2027
B8130-OAHU-Q | 001 | 000006094411 | 2027-03-10 00:23 | 1501002252 | FILTER, 30/30, DUAL 9, HIGH-CAPACITY, MERV 9, 30X36X2 | 1501002252 - FILTER, 30/30, DUAL 9, HIGH-CAPACITY, MERV 9, 30X36X2 |  |  |  | 2 |  | 47.08 | 94.16 | March | 2027
B8130-OAHU-Q | 001 | 000006094411 | 2027-03-10 00:23 | 1501002253 | FILTER, 30/30, DUAL 9, HIGH-CAPACITY, MERV 9, 22X36X4 | 1501002253 - FILTER, 30/30, DUAL 9, HIGH-CAPACITY, MERV 9, 22X36X4 |  |  |  | 2 |  | 47.9 | 95.8 | March | 2027
B8130-OAHU-Q | 001 | 000006094411 | 2027-03-10 00:23 | 1501003038 | FILTER, 30/30, DUAL 9, HIGH-CAPACITY, MERV 9, 22X29X2 | 1501003038 - FILTER, 30/30, DUAL 9, HIGH-CAPACITY, MERV 9, 22X29X2 |  |  |  | 2 |  | 0 | 0 | March | 2027
B8130-OAHU-Q | 001 | 000006094411 | 2027-03-10 00:23 | 1501003039 | FILTER, 30/30, DUAL 9, HIGH-CAPACITY, MERV 9, 22X29X4 | 1501003039 - FILTER, 30/30, DUAL 9, HIGH-CAPACITY, MERV 9, 22X29X4 |  |  |  | 2 |  | 0 | 0 | March | 2027
B0002 AHU-1 SA | 001 | 000000000200 | 2027-03-11 00:10 | 1501001244 | VISKON AUTOROLL, 44-1/2 AAF, POLY W/SCRIM FILTER | 1501001244 - VISKON AUTOROLL, 44-1/2 AAF, POLY W/SCRIM FILTER |  |  |  | 1 |  | 151.955 | 151.955 | March | 2027
B0002 DAHU-2 Q | 001 | 000000000350 | 2027-03-11 00:10 | 1501001130 | FILTER, 20 X 25 X 1,PLEATED MDL 40 HI-CAP MERV 10 (20X25X1) | 1501001130 - FILTER, 20 X 25 X 1,PLEATED MDL 40 HI-CAP MERV 10 (20X25X1) |  |  |  | 1 |  | 0 | 0 | March | 2027
B8119-PU-1-Q | 001 | 000000309009 | 2027-03-11 00:23 | 1501001130 | FILTER, 20 X 25 X 1,PLEATED MDL 40 HI-CAP MERV 10 (20X25X1) | 1501001130 - FILTER, 20 X 25 X 1,PLEATED MDL 40 HI-CAP MERV 10 (20X25X1) |  |  |  | 1 |  | 0 | 0 | March | 2027
B8129 AHU Q-11 | 001 | 000090002996 | 2027-03-11 00:23 | 1501002214 | FILTER, 21.5 X 23.5 X 1, PLEATED MDL 40 HI-CAP MERV 10 (21.5X23.5X1, 21 1/2 X 23 1/2 X 1, 21 1/2X23 1/2X1) | 1501002214 - FILTER, 21.5 X 23.5 X 1, PLEATED MDL 40 HI-CAP MERV 10 (21.5X23.5X1, 21 1/2 X 23 1/2 X 1, 21 1/2X23 1/2X1) |  |  |  | 1 |  | 4.45 | 4.45 | March | 2027
B8129 AHU Q-6 | 001 | 000090002997 | 2027-03-11 00:23 | 1501001133 | FILTER, 20 X 20 X 1, PLEATED MDL 40 STANDARD MERV 10 (20X20X1) | 1501001133 - FILTER, 20 X 20 X 1, PLEATED MDL 40 STANDARD MERV 10 (20X20X1) |  |  |  | 1 |  | 0 | 0 | March | 2027
B0052 AHU15 A | 001 | 000090003077 | 2027-03-12 00:14 | 1501002202 | FILTER, BAG, 24X12X12, HEIGHT X WIDTH X DEPTH, (VERTICAL CONFIGURATION), MERV14A, CAMFIL 5P, 405619C12 | 1501002202 - FILTER, BAG, 24X12X12, HEIGHT X WIDTH X DEPTH, (VERTICAL CONFIGURATION), MERV14A, CAMFIL 5P, 405619C12 |  |  |  | 1 |  | 0 | 0 | March | 2027
B0052 AHU15 A | 001 | 000090003077 | 2027-03-12 00:14 | 1501002208 | FILTER, BAG, 24X20X12, HEIGHT X WIDTH X DEPTH, (VERTICAL CONFIGURATION), MERV14A, CAMFIL 8P, 405619B12 (REPLACES 1501003005) | 1501002208 - FILTER, BAG, 24X20X12, HEIGHT X WIDTH X DEPTH, (VERTICAL CONFIGURATION), MERV14A, CAMFIL 8P, 405619B12 (REPLACES 1501003005) |  |  |  | 2 |  | 0 | 0 | March | 2027
B0150 ACU2 Q | 001 | 000007091899 | 2027-03-12 00:19 | 1501002001 | FILTER, 21.375X31.5X2.0, MERV 11 (21 3/8 X 31 1/2 X 2) | 1501002001 - FILTER, 21.375X31.5X2.0, MERV 11 (21 3/8 X 31 1/2 X 2) |  |  |  | 2 |  | 13.51 | 27.02 | March | 2027
B8130 AHU Q-10 | 001 | 000090003428 | 2027-03-12 00:23 | 1501001275 | FILTER, 16.5 X 21.5 X 1, PLEATED MDL 40 STANDARD MERV 10 (16 1/2 X 21 1/2 X 1, 16 1/2X21 1/2X1) | 1501001275 - FILTER, 16.5 X 21.5 X 1, PLEATED MDL 40 STANDARD MERV 10 (16 1/2 X 21 1/2 X 1, 16 1/2X21 1/2X1) |  |  |  | 1 |  | 0 | 0 | March | 2027
B8130 AHU Q-12 | 001 | 000090003435 | 2027-03-12 00:23 | 1501001275 | FILTER, 16.5 X 21.5 X 1, PLEATED MDL 40 STANDARD MERV 10 (16 1/2 X 21 1/2 X 1, 16 1/2X21 1/2X1) | 1501001275 - FILTER, 16.5 X 21.5 X 1, PLEATED MDL 40 STANDARD MERV 10 (16 1/2 X 21 1/2 X 1, 16 1/2X21 1/2X1) |  |  |  | 1 |  | 0 | 0 | March | 2027
B8130 AHU Q-13 | 001 | 000090003433 | 2027-03-12 00:23 | 1501001135 | FILTER, 20 X 21 X 1, PLEATED MDL 40 HI-CAP MERV 10 (20X21X1) | 1501001135 - FILTER, 20 X 21 X 1, PLEATED MDL 40 HI-CAP MERV 10 (20X21X1) |  |  |  | 1 |  | 5.69 | 5.69 | March | 2027
B8130 AHU Q-7 | 001 | 000090003432 | 2027-03-12 00:23 | 1501001928 | FILTER, 20 X 22 X 1, PLEATED MDL 40 HI-CAP MERV 10 (20X22X1) | 1501001928 - FILTER, 20 X 22 X 1, PLEATED MDL 40 HI-CAP MERV 10 (20X22X1) |  |  |  | 1 |  | 1 | 1 | March | 2027
B8130 AHU Q-8 | 001 | 000090003430 | 2027-03-12 00:23 | 1501001133 | FILTER, 20 X 20 X 1, PLEATED MDL 40 STANDARD MERV 10 (20X20X1) | 1501001133 - FILTER, 20 X 20 X 1, PLEATED MDL 40 STANDARD MERV 10 (20X20X1) |  |  |  | 1 |  | 0 | 0 | March | 2027
0052 FTU SA.2 | 001 | 000008092599 | 2027-03-13 00:06 | 1501001250 | FILTER, 14 X 24 X 1, PLEATED MDL 40 HI-CAP MERV 10 (14X24X1) | 1501001250 - FILTER, 14 X 24 X 1, PLEATED MDL 40 HI-CAP MERV 10 (14X24X1) |  |  |  | 1 |  | 0 | 0 | March | 2027
0052 FTU SA.2 | 001 | 000008092600 | 2027-03-13 00:06 | 1501001250 | FILTER, 14 X 24 X 1, PLEATED MDL 40 HI-CAP MERV 10 (14X24X1) | 1501001250 - FILTER, 14 X 24 X 1, PLEATED MDL 40 HI-CAP MERV 10 (14X24X1) |  |  |  | 1 |  | 0 | 0 | March | 2027
0052 FTU SA.2 | 001 | 000008092601 | 2027-03-13 00:06 | 1501001250 | FILTER, 14 X 24 X 1, PLEATED MDL 40 HI-CAP MERV 10 (14X24X1) | 1501001250 - FILTER, 14 X 24 X 1, PLEATED MDL 40 HI-CAP MERV 10 (14X24X1) |  |  |  | 1 |  | 0 | 0 | March | 2027
0052 FTU SA.2 | 001 | 000008092614 | 2027-03-13 00:06 | 1501001250 | FILTER, 14 X 24 X 1, PLEATED MDL 40 HI-CAP MERV 10 (14X24X1) | 1501001250 - FILTER, 14 X 24 X 1, PLEATED MDL 40 HI-CAP MERV 10 (14X24X1) |  |  |  | 1 |  | 0 | 0 | March | 2027
0052 FTU SA.2 | 001 | 000008092615 | 2027-03-13 00:06 | 1501001250 | FILTER, 14 X 24 X 1, PLEATED MDL 40 HI-CAP MERV 10 (14X24X1) | 1501001250 - FILTER, 14 X 24 X 1, PLEATED MDL 40 HI-CAP MERV 10 (14X24X1) |  |  |  | 1 |  | 0 | 0 | March | 2027
0052 FTU SA.2 | 001 | 000008092618 | 2027-03-13 00:06 | 1501001250 | FILTER, 14 X 24 X 1, PLEATED MDL 40 HI-CAP MERV 10 (14X24X1) | 1501001250 - FILTER, 14 X 24 X 1, PLEATED MDL 40 HI-CAP MERV 10 (14X24X1) |  |  |  | 1 |  | 0 | 0 | March | 2027
0052 FTU SA.2 | 001 | 000008092623 | 2027-03-13 00:06 | 1501001250 | FILTER, 14 X 24 X 1, PLEATED MDL 40 HI-CAP MERV 10 (14X24X1) | 1501001250 - FILTER, 14 X 24 X 1, PLEATED MDL 40 HI-CAP MERV 10 (14X24X1) |  |  |  | 1 |  | 0 | 0 | March | 2027
0052 FTU SA.2 | 001 | 000008092625 | 2027-03-13 00:06 | 1501001250 | FILTER, 14 X 24 X 1, PLEATED MDL 40 HI-CAP MERV 10 (14X24X1) | 1501001250 - FILTER, 14 X 24 X 1, PLEATED MDL 40 HI-CAP MERV 10 (14X24X1) |  |  |  | 1 |  | 0 | 0 | March | 2027
B0012 AHU-3 S | 001 | 000000008093 | 2027-03-13 00:11 | 1501002234 | FILTER, 30/30, DUAL 9, HIGH-CAPACITY, MERV 9, 24X24X2 | 1501002234 - FILTER, 30/30, DUAL 9, HIGH-CAPACITY, MERV 9, 24X24X2 |  |  |  | 20 |  | 0 | 0 | March | 2027
B8130 AHU Q-6 | 001 | 000090003444 | 2027-03-13 00:23 | 1501001275 | FILTER, 16.5 X 21.5 X 1, PLEATED MDL 40 STANDARD MERV 10 (16 1/2 X 21 1/2 X 1, 16 1/2X21 1/2X1) | 1501001275 - FILTER, 16.5 X 21.5 X 1, PLEATED MDL 40 STANDARD MERV 10 (16 1/2 X 21 1/2 X 1, 16 1/2X21 1/2X1) |  |  |  | 1 |  | 0 | 0 | March | 2027
0020 AHU Q | 001 | 000007092266 | 2027-03-17 00:05 | 1501003032 | FILTER, 24 X 24 X 4, MERV 14, (24X24X4) | 1501003032 - FILTER, 24 X 24 X 4, MERV 14, (24X24X4) |  |  |  | 15 |  | 57.3661 | 860.4915 | March | 2027
0020 AHU Q | 001 | 000007092267 | 2027-03-17 00:05 | 1501003029 | FILTER, 12 X 24 X 4, MERV 14, (12X24X4) | 1501003029 - FILTER, 12 X 24 X 4, MERV 14, (12X24X4) |  |  |  | 5 |  | 31.64 | 158.2 | March | 2027
0020 AHU Q | 001 | 000007092266 | 2027-03-17 00:05 | 1501003029 | FILTER, 12 X 24 X 4, MERV 14, (12X24X4) | 1501003029 - FILTER, 12 X 24 X 4, MERV 14, (12X24X4) |  |  |  | 5 |  | 31.64 | 158.2 | March | 2027
0020 AHU Q | 001 | 000007092267 | 2027-03-17 00:05 | 1501003032 | FILTER, 24 X 24 X 4, MERV 14, (24X24X4) | 1501003032 - FILTER, 24 X 24 X 4, MERV 14, (24X24X4) |  |  |  | 15 |  | 57.3661 | 860.4915 | March | 2027
0020 AHU Q | 001 | 000007092265 | 2027-03-17 00:05 | 1501001162 | FILTER, 12 X 24 X 4, PLEATED MDL 40 HI-CAP MERV 10 (12X24X4) | 1501001162 - FILTER, 12 X 24 X 4, PLEATED MDL 40 HI-CAP MERV 10 (12X24X4) |  |  |  | 5 |  | 6.3852 | 31.926 | March | 2027
0020 AHU Q | 001 | 000007092265 | 2027-03-17 00:05 | 1501001145 | FILTER, 24 X 24 X 4, PLEATED MDL 40 HI-CAP MERV 10 (24X24X4) | 1501001145 - FILTER, 24 X 24 X 4, PLEATED MDL 40 HI-CAP MERV 10 (24X24X4) |  |  |  | 15 |  | 0 | 0 | March | 2027
8130-AHU-Q | 001 | 000090003462 | 2027-03-17 00:10 | 1501002233 | FILTER, 30/30, DUAL 9, HIGH-CAPACITY, MERV 9, 20X24X2 | 1501002233 - FILTER, 30/30, DUAL 9, HIGH-CAPACITY, MERV 9, 20X24X2 |  |  |  | 9 |  | 0 | 0 | March | 2027
8130-AHU-Q | 001 | 000090003462 | 2027-03-17 00:10 | 1501003007 | FILTER, 20 X 24 X 4, PLEATED MDL 40 HI-CAP MERV 10 (20X24X4) | 1501003007 - FILTER, 20 X 24 X 4, PLEATED MDL 40 HI-CAP MERV 10 (20X24X4) |  |  |  | 9 |  | 0 | 0 | March | 2027
B0150 ACU2A Q | 001 | 000007091900 | 2027-03-17 00:19 | 1501002001 | FILTER, 21.375X31.5X2.0, MERV 11 (21 3/8 X 31 1/2 X 2) | 1501002001 - FILTER, 21.375X31.5X2.0, MERV 11 (21 3/8 X 31 1/2 X 2) |  |  |  | 2 |  | 13.51 | 27.02 | March | 2027
B0121 AHU-1 A | 001 | 000000110408 | 2027-03-18 00:18 | 1501002210 | FILTER, BAG, 24X24X12, MERV14A, CAMFIL 10P, 405619A12 | 1501002210 - FILTER, BAG, 24X24X12, MERV14A, CAMFIL 10P, 405619A12 |  |  |  | 24 |  | 0 | 0 | March | 2027
B0121 AHU-1 A | 001 | 000000110408 | 2027-03-18 00:18 | 1501001119 | FILTER, 24 X 24 X 2, PLEATED MDL 40 HI-CAP MERV 10 (24X24X2) | 1501001119 - FILTER, 24 X 24 X 2, PLEATED MDL 40 HI-CAP MERV 10 (24X24X2) |  |  |  | 24 |  | 0 | 0 | March | 2027
B0121 AHU-2 A | 001 | 000000110414 | 2027-03-18 00:18 | 1501002210 | FILTER, BAG, 24X24X12, MERV14A, CAMFIL 10P, 405619A12 | 1501002210 - FILTER, BAG, 24X24X12, MERV14A, CAMFIL 10P, 405619A12 |  |  |  | 24 |  | 0 | 0 | March | 2027
B0121 AHU-2 A | 001 | 000000110414 | 2027-03-18 00:18 | 1501001119 | FILTER, 24 X 24 X 2, PLEATED MDL 40 HI-CAP MERV 10 (24X24X2) | 1501001119 - FILTER, 24 X 24 X 2, PLEATED MDL 40 HI-CAP MERV 10 (24X24X2) |  |  |  | 24 |  | 0 | 0 | March | 2027
B0121 AHU-3 A | 001 | 000000110419 | 2027-03-19 00:18 | 1501002202 | FILTER, BAG, 24X12X12, HEIGHT X WIDTH X DEPTH, (VERTICAL CONFIGURATION), MERV14A, CAMFIL 5P, 405619C12 | 1501002202 - FILTER, BAG, 24X12X12, HEIGHT X WIDTH X DEPTH, (VERTICAL CONFIGURATION), MERV14A, CAMFIL 5P, 405619C12 |  |  |  | 4 |  | 0 | 0 | March | 2027
B0121 AHU-3 A | 001 | 000000110419 | 2027-03-19 00:18 | 1501002210 | FILTER, BAG, 24X24X12, MERV14A, CAMFIL 10P, 405619A12 | 1501002210 - FILTER, BAG, 24X24X12, MERV14A, CAMFIL 10P, 405619A12 |  |  |  | 24 |  | 0 | 0 | March | 2027
B0121 AHU-3 A | 001 | 000000110419 | 2027-03-19 00:18 | 1501001119 | FILTER, 24 X 24 X 2, PLEATED MDL 40 HI-CAP MERV 10 (24X24X2) | 1501001119 - FILTER, 24 X 24 X 2, PLEATED MDL 40 HI-CAP MERV 10 (24X24X2) |  |  |  | 24 |  | 0 | 0 | March | 2027
B0121 AHU-3 A | 001 | 000000110419 | 2027-03-19 00:18 | 1501001125 | FILTER, 12 X 24 X 2, PLEATED MDL 40 HI-CAP MERV 10 (12X24X2) | 1501001125 - FILTER, 12 X 24 X 2, PLEATED MDL 40 HI-CAP MERV 10 (12X24X2) |  |  |  | 4 |  | 0 | 0 | March | 2027
B0121 AHU-4 A | 001 | 000000110426 | 2027-03-19 00:18 | 1501002231 | FILTER, 30/30, DUAL 9, HIGH-CAPACITY, MERV 9, 12X24X2 | 1501002231 - FILTER, 30/30, DUAL 9, HIGH-CAPACITY, MERV 9, 12X24X2 |  |  |  | 4 |  | 0 | 0 | March | 2027
B0121 AHU-4 A | 001 | 000000110426 | 2027-03-19 00:18 | 1501002234 | FILTER, 30/30, DUAL 9, HIGH-CAPACITY, MERV 9, 24X24X2 | 1501002234 - FILTER, 30/30, DUAL 9, HIGH-CAPACITY, MERV 9, 24X24X2 |  |  |  | 24 |  | 0 | 0 | March | 2027
B0121 AHU-4 A | 001 | 000000110426 | 2027-03-19 00:18 | 1501002202 | FILTER, BAG, 24X12X12, HEIGHT X WIDTH X DEPTH, (VERTICAL CONFIGURATION), MERV14A, CAMFIL 5P, 405619C12 | 1501002202 - FILTER, BAG, 24X12X12, HEIGHT X WIDTH X DEPTH, (VERTICAL CONFIGURATION), MERV14A, CAMFIL 5P, 405619C12 |  |  |  | 4 |  | 0 | 0 | March | 2027
B0121 AHU-4 A | 001 | 000000110426 | 2027-03-19 00:18 | 1501002210 | FILTER, BAG, 24X24X12, MERV14A, CAMFIL 10P, 405619A12 | 1501002210 - FILTER, BAG, 24X24X12, MERV14A, CAMFIL 10P, 405619A12 |  |  |  | 24 |  | 0 | 0 | March | 2027
B8130 RTU-10 Q | 001 | 000008091376 | 2027-03-19 00:23 | 1501001111 | FILTER, 18 X 18 X 1, PLEATED MDL 40 HI-CAP MERV 10 (18X18X1) | 1501001111 - FILTER, 18 X 18 X 1, PLEATED MDL 40 HI-CAP MERV 10 (18X18X1) |  |  |  | 2 |  | 0 | 0 | March | 2027
B0121 AHU-5 A | 001 | 000000110435 | 2027-03-20 00:18 | 1501002210 | FILTER, BAG, 24X24X12, MERV14A, CAMFIL 10P, 405619A12 | 1501002210 - FILTER, BAG, 24X24X12, MERV14A, CAMFIL 10P, 405619A12 |  |  |  | 12 |  | 0 | 0 | March | 2027
B0121 AHU-5 A | 001 | 000000110435 | 2027-03-20 00:18 | 1501002200 | FILTER, BAG, 12X24X12, HEIGHT X WIDTH X DEPTH, (HORIZONTAL CONFIGURATION), MERV14A, CAMFIL 10P, 405619F12 | 1501002200 - FILTER, BAG, 12X24X12, HEIGHT X WIDTH X DEPTH, (HORIZONTAL CONFIGURATION), MERV14A, CAMFIL 10P, 405619F12 |  |  |  | 4 |  | 78.19 | 312.76 | March | 2027
B0007A AHU-4A | 001 | 000000001412 | 2027-03-24 00:11 | 1501001094 | FILTER, 20 X 24 X 2, PLEATED MDL 40 HI-CAP MERV 10 (20X24X2, 24X20X2, 24 X 20 X 2)) | 1501001094 - FILTER, 20 X 24 X 2, PLEATED MDL 40 HI-CAP MERV 10 (20X24X2, 24X20X2, 24 X 20 X 2)) |  |  |  | 6 |  | 0 | 0 | March | 2027
B0007A AHU-4A | 001 | 000000001412 | 2027-03-24 00:11 | 1501001121 | FILTER, 20 X 20 X 2, PLEATED MDL 40 STANDARD MERV 10 (20X20X2) | 1501001121 - FILTER, 20 X 20 X 2, PLEATED MDL 40 STANDARD MERV 10 (20X20X2) |  |  |  | 9 |  | 0 | 0 | March | 2027
B0007A AHU-4A | 001 | 000000001412 | 2027-03-24 00:11 | 1501002204 | FILTER, BAG, 20X20X12, MERV14A, CAMFIL 8P, 405619D12 (REPLACES 1501001202) | 1501002204 - FILTER, BAG, 20X20X12, MERV14A, CAMFIL 8P, 405619D12 (REPLACES 1501001202) |  |  |  | 9 |  | 0 | 0 | March | 2027
B0007A AHU-4A | 001 | 000000001412 | 2027-03-24 00:11 | 1501002206 | FILTER, BAG, 20X24X12, HEIGHT X WIDTH X DEPTH, (HORIZONTAL CONFIGURATION), MERV14A, CAMFIL 10P, 405619E12 (REPLACES 1501003005) | 1501002206 - FILTER, BAG, 20X24X12, HEIGHT X WIDTH X DEPTH, (HORIZONTAL CONFIGURATION), MERV14A, CAMFIL 10P, 405619E12 (REPLACES 1501003005) |  |  |  | 6 |  | 0 | 0 | March | 2027
B0007A AHU-4A | 001 | 000000001412 | 2027-03-24 00:11 | 1501001430 | BELT, #BX-73, BX73 (COG TYPE) | 1501001430 - BELT, #BX-73, BX73 (COG TYPE) |  |  |  | 2 |  | 12.9437 | 25.8874 | March | 2027
B0012 AHU-147 S | 001 | 000000008001 | 2027-03-24 00:11 | 1501001094 | FILTER, 20 X 24 X 2, PLEATED MDL 40 HI-CAP MERV 10 (20X24X2, 24X20X2, 24 X 20 X 2)) | 1501001094 - FILTER, 20 X 24 X 2, PLEATED MDL 40 HI-CAP MERV 10 (20X24X2, 24X20X2, 24 X 20 X 2)) |  |  |  | 2 |  | 0 | 0 | March | 2027
B002C CRU INS Q | 001 | 000008091578 | 2027-03-24 00:12 | 1501001620 | FILTER, 14 INCHES X 25 INCHES X 2 INCHES, PLEATED MDL 40 HI-CAP MERV 10 (14X25X2) | 1501001620 - FILTER, 14 INCHES X 25 INCHES X 2 INCHES, PLEATED MDL 40 HI-CAP MERV 10 (14X25X2) |  |  |  | 2 |  | 2.9091 | 5.8182 | March | 2027
B0016A DAHU14 Q | 001 | 000008092358 | 2027-03-25 00:11 | 1501001133 | FILTER, 20 X 20 X 1, PLEATED MDL 40 STANDARD MERV 10 (20X20X1) | 1501001133 - FILTER, 20 X 20 X 1, PLEATED MDL 40 STANDARD MERV 10 (20X20X1) |  |  |  | 1 |  | 0 | 0 | March | 2027
B0127 AHU22 S | 001 | 000090002701 | 2027-03-26 00:19 | 1501002233 | FILTER, 30/30, DUAL 9, HIGH-CAPACITY, MERV 9, 20X24X2 | 1501002233 - FILTER, 30/30, DUAL 9, HIGH-CAPACITY, MERV 9, 20X24X2 |  |  |  | 1 |  | 0 | 0 | March | 2027
B0127 AHU22 S | 001 | 000090002701 | 2027-03-26 00:19 | 1501002234 | FILTER, 30/30, DUAL 9, HIGH-CAPACITY, MERV 9, 24X24X2 | 1501002234 - FILTER, 30/30, DUAL 9, HIGH-CAPACITY, MERV 9, 24X24X2 |  |  |  | 1 |  | 0 | 0 | March | 2027
B0127 AHU32 S | 001 | 000090002699 | 2027-03-26 00:19 | 1501002233 | FILTER, 30/30, DUAL 9, HIGH-CAPACITY, MERV 9, 20X24X2 | 1501002233 - FILTER, 30/30, DUAL 9, HIGH-CAPACITY, MERV 9, 20X24X2 |  |  |  | 1 |  | 0 | 0 | March | 2027
B0127 AHU32 S | 001 | 000090002699 | 2027-03-26 00:19 | 1501002234 | FILTER, 30/30, DUAL 9, HIGH-CAPACITY, MERV 9, 24X24X2 | 1501002234 - FILTER, 30/30, DUAL 9, HIGH-CAPACITY, MERV 9, 24X24X2 |  |  |  | 1 |  | 0 | 0 | March | 2027
B0002 AHU-4 SA | 001 | 000000000203 | 2027-03-27 00:10 | 1501002233 | FILTER, 30/30, DUAL 9, HIGH-CAPACITY, MERV 9, 20X24X2 | 1501002233 - FILTER, 30/30, DUAL 9, HIGH-CAPACITY, MERV 9, 20X24X2 |  |  |  | 6 |  | 0 | 0 | March | 2027
B0002 AHU-5 Q | 001 | 000000000204 | 2027-03-27 00:10 | 1501001147 | FILTER, 18 X 24 X 2, PLEATED MDL 40 HI-CAP MERV 10 (18X24X2) | 1501001147 - FILTER, 18 X 24 X 2, PLEATED MDL 40 HI-CAP MERV 10 (18X24X2) |  |  |  | 1 |  | 0 | 0 | March | 2027
B8130 AHU Q-15 | 001 | 000090003449 | 2027-03-27 00:23 | 1501001617 | FILTER, 20 X 24 X 1, PLEATED MDL 40 HI-CAP MERV 10 (20X24X1) | 1501001617 - FILTER, 20 X 24 X 1, PLEATED MDL 40 HI-CAP MERV 10 (20X24X1) |  |  |  | 1 |  | 7.5693 | 7.5693 | March | 2027
B8130 AHU Q-16 | 001 | 000090003445 | 2027-03-27 00:23 | 1501001144 | FILTER, 17 X 22 X 1, PLEATED MDL 40 HI-CAP MERV 10 , (17X22X1, 22X17X1, 22 X 17 X 1) | 1501001144 - FILTER, 17 X 22 X 1, PLEATED MDL 40 HI-CAP MERV 10 , (17X22X1, 22X17X1, 22 X 17 X 1) |  |  |  | 1 |  | 4.7047 | 4.7047 | March | 2027
B8130 AHU Q-17 | 001 | 000090003446 | 2027-03-27 00:23 | 1501001881 | FILTER, 22 X 24 X 1, PLEATED MDL 40 HI-CAP MERV 10 (22X24X1) | 1501001881 - FILTER, 22 X 24 X 1, PLEATED MDL 40 HI-CAP MERV 10 (22X24X1) |  |  |  | 1 |  | 0 | 0 | March | 2027
B8130 AHU Q-18 | 001 | 000090003395 | 2027-03-27 00:23 | 1501001927 | FILTER, **SPECIAL USE FILTER - BENNETT BUILDING** 19-7/8 X 21-1/2 X 7/8, PLEATED MDL 40 HI-CAP MERV 10 (19-7/8X21-1/2X7/8) | 1501001927 - FILTER, **SPECIAL USE FILTER - BENNETT BUILDING** 19-7/8 X 21-1/2 X 7/8, PLEATED MDL 40 HI-CAP MERV 10 (19-7/8X21-1/2X7/8) |  |  |  | 1 |  | 10.78 | 10.78 | March | 2027
B8130 AHU Q-19 | 001 | 000090003394 | 2027-03-27 00:23 | 1501001928 | FILTER, 20 X 22 X 1, PLEATED MDL 40 HI-CAP MERV 10 (20X22X1) | 1501001928 - FILTER, 20 X 22 X 1, PLEATED MDL 40 HI-CAP MERV 10 (20X22X1) |  |  |  | 1 |  | 1 | 1 | March | 2027
B8130 AHU Q-20 | 001 | 000008092237 | 2027-03-27 00:23 | 1501001133 | FILTER, 20 X 20 X 1, PLEATED MDL 40 STANDARD MERV 10 (20X20X1) | 1501001133 - FILTER, 20 X 20 X 1, PLEATED MDL 40 STANDARD MERV 10 (20X20X1) |  |  |  | 1 |  | 0 | 0 | March | 2027
B0002 CRU Q-1 | 001 | 000000000345 | 2027-04-01 00:10 | 1501001122 | FILTER, 16 X 25 X 2, PLEATED MDL 40 HI-CAP MERV 10 (16X25X2) | 1501001122 - FILTER, 16 X 25 X 2, PLEATED MDL 40 HI-CAP MERV 10 (16X25X2) |  |  |  | 2 |  | 0 | 0 | April | 2027
B0002 CRU Q-1 | 001 | 000000000346 | 2027-04-01 00:10 | 1501001122 | FILTER, 16 X 25 X 2, PLEATED MDL 40 HI-CAP MERV 10 (16X25X2) | 1501001122 - FILTER, 16 X 25 X 2, PLEATED MDL 40 HI-CAP MERV 10 (16X25X2) |  |  |  | 2 |  | 0 | 0 | April | 2027
B0052 AHU-1 A | 001 | 000008092737 | 2027-04-01 00:13 | 1501002210 | FILTER, BAG, 24X24X12, MERV14A, CAMFIL 10P, 405619A12 | 1501002210 - FILTER, BAG, 24X24X12, MERV14A, CAMFIL 10P, 405619A12 |  |  |  | 6 |  | 0 | 0 | April | 2027
B0052 AHU-1 A | 001 | 000008092737 | 2027-04-01 00:13 | 1501002200 | FILTER, BAG, 12X24X12, HEIGHT X WIDTH X DEPTH, (HORIZONTAL CONFIGURATION), MERV14A, CAMFIL 10P, 405619F12 | 1501002200 - FILTER, BAG, 12X24X12, HEIGHT X WIDTH X DEPTH, (HORIZONTAL CONFIGURATION), MERV14A, CAMFIL 10P, 405619F12 |  |  |  | 3 |  | 78.19 | 234.57 | April | 2027
B0052 AHU-2 A | 001 | 000008092738 | 2027-04-01 00:13 | 1501002210 | FILTER, BAG, 24X24X12, MERV14A, CAMFIL 10P, 405619A12 | 1501002210 - FILTER, BAG, 24X24X12, MERV14A, CAMFIL 10P, 405619A12 |  |  |  | 6 |  | 0 | 0 | April | 2027
B0052 AHU-2 A | 001 | 000008092738 | 2027-04-01 00:13 | 1501002202 | FILTER, BAG, 24X12X12, HEIGHT X WIDTH X DEPTH, (VERTICAL CONFIGURATION), MERV14A, CAMFIL 5P, 405619C12 | 1501002202 - FILTER, BAG, 24X12X12, HEIGHT X WIDTH X DEPTH, (VERTICAL CONFIGURATION), MERV14A, CAMFIL 5P, 405619C12 |  |  |  | 2 |  | 0 | 0 | April | 2027
B0052 AHU-2 A | 001 | 000008092738 | 2027-04-01 00:13 | 1501002200 | FILTER, BAG, 12X24X12, HEIGHT X WIDTH X DEPTH, (HORIZONTAL CONFIGURATION), MERV14A, CAMFIL 10P, 405619F12 | 1501002200 - FILTER, BAG, 12X24X12, HEIGHT X WIDTH X DEPTH, (HORIZONTAL CONFIGURATION), MERV14A, CAMFIL 10P, 405619F12 |  |  |  | 3 |  | 78.19 | 234.57 | April | 2027
B0052 AHU21 A | 001 | 000090003278 | 2027-04-01 00:14 | 1501002206 | FILTER, BAG, 20X24X12, HEIGHT X WIDTH X DEPTH, (HORIZONTAL CONFIGURATION), MERV14A, CAMFIL 10P, 405619E12 (REPLACES 1501003005) | 1501002206 - FILTER, BAG, 20X24X12, HEIGHT X WIDTH X DEPTH, (HORIZONTAL CONFIGURATION), MERV14A, CAMFIL 10P, 405619E12 (REPLACES 1501003005) |  |  |  | 3 |  | 0 | 0 | April | 2027
B0052 AHU21 A | 001 | 000090003278 | 2027-04-01 00:14 | 1501002210 | FILTER, BAG, 24X24X12, MERV14A, CAMFIL 10P, 405619A12 | 1501002210 - FILTER, BAG, 24X24X12, MERV14A, CAMFIL 10P, 405619A12 |  |  |  | 3 |  | 0 | 0 | April | 2027
B0052 AHU21 A | 001 | 000090003278 | 2027-04-01 00:14 | 1501001401 | BELT, #BX-52, BX52 (COG TYPE) | 1501001401 - BELT, #BX-52, BX52 (COG TYPE) |  |  |  | 2 |  | 0 | 0 | April | 2027
B0052 AHU-3 A | 001 | 000008092644 | 2027-04-02 00:13 | 1501002210 | FILTER, BAG, 24X24X12, MERV14A, CAMFIL 10P, 405619A12 | 1501002210 - FILTER, BAG, 24X24X12, MERV14A, CAMFIL 10P, 405619A12 |  |  |  | 6 |  | 0 | 0 | April | 2027
B0052 AHU26 A | 001 | 000090003275 | 2027-04-02 00:14 | 1501002210 | FILTER, BAG, 24X24X12, MERV14A, CAMFIL 10P, 405619A12 | 1501002210 - FILTER, BAG, 24X24X12, MERV14A, CAMFIL 10P, 405619A12 |  |  |  | 1 |  | 0 | 0 | April | 2027
B0052 AHU26 A | 001 | 000090003275 | 2027-04-02 00:14 | 1501002206 | FILTER, BAG, 20X24X12, HEIGHT X WIDTH X DEPTH, (HORIZONTAL CONFIGURATION), MERV14A, CAMFIL 10P, 405619E12 (REPLACES 1501003005) | 1501002206 - FILTER, BAG, 20X24X12, HEIGHT X WIDTH X DEPTH, (HORIZONTAL CONFIGURATION), MERV14A, CAMFIL 10P, 405619E12 (REPLACES 1501003005) |  |  |  | 1 |  | 0 | 0 | April | 2027
B0052 AHU26 A | 001 | 000090003275 | 2027-04-02 00:14 | 1501002200 | FILTER, BAG, 12X24X12, HEIGHT X WIDTH X DEPTH, (HORIZONTAL CONFIGURATION), MERV14A, CAMFIL 10P, 405619F12 | 1501002200 - FILTER, BAG, 12X24X12, HEIGHT X WIDTH X DEPTH, (HORIZONTAL CONFIGURATION), MERV14A, CAMFIL 10P, 405619F12 |  |  |  | 1 |  | 78.19 | 78.19 | April | 2027
B0052 AHU26 A | 001 | 000090003275 | 2027-04-02 00:14 | 1501001455 | BELT, #BX-42, BX42 (COG TYPE) | 1501001455 - BELT, #BX-42, BX42 (COG TYPE) |  |  |  | 1 |  | 8.74 | 8.74 | April | 2027
B0052 AHU27 A | 001 | 000090003277 | 2027-04-02 00:14 | 1501002210 | FILTER, BAG, 24X24X12, MERV14A, CAMFIL 10P, 405619A12 | 1501002210 - FILTER, BAG, 24X24X12, MERV14A, CAMFIL 10P, 405619A12 |  |  |  | 3 |  | 0 | 0 | April | 2027
B0052 AHU27 A | 001 | 000090003277 | 2027-04-02 00:14 | 1501002200 | FILTER, BAG, 12X24X12, HEIGHT X WIDTH X DEPTH, (HORIZONTAL CONFIGURATION), MERV14A, CAMFIL 10P, 405619F12 | 1501002200 - FILTER, BAG, 12X24X12, HEIGHT X WIDTH X DEPTH, (HORIZONTAL CONFIGURATION), MERV14A, CAMFIL 10P, 405619F12 |  |  |  | 3 |  | 78.19 | 234.57 | April | 2027
B0052 AHU27 A | 001 | 000090003277 | 2027-04-02 00:14 | 1501001460 | BELT, #BX-50, BX50 (COG TYPE) | 1501001460 - BELT, #BX-50, BX50 (COG TYPE) |  |  |  | 2 |  | 12.9052 | 25.8104 | April | 2027
B0002 DAHU-1 Q | 001 | 000000000349 | 2027-04-03 00:10 | 1501001130 | FILTER, 20 X 25 X 1,PLEATED MDL 40 HI-CAP MERV 10 (20X25X1) | 1501001130 - FILTER, 20 X 25 X 1,PLEATED MDL 40 HI-CAP MERV 10 (20X25X1) |  |  |  | 1 |  | 0 | 0 | April | 2027
0052 FTU SA.3 | 001 | 000008092626 | 2027-04-07 00:06 | 1501001250 | FILTER, 14 X 24 X 1, PLEATED MDL 40 HI-CAP MERV 10 (14X24X1) | 1501001250 - FILTER, 14 X 24 X 1, PLEATED MDL 40 HI-CAP MERV 10 (14X24X1) |  |  |  | 1 |  | 0 | 0 | April | 2027
0052 FTU SA.3 | 001 | 000008092627 | 2027-04-07 00:06 | 1501001250 | FILTER, 14 X 24 X 1, PLEATED MDL 40 HI-CAP MERV 10 (14X24X1) | 1501001250 - FILTER, 14 X 24 X 1, PLEATED MDL 40 HI-CAP MERV 10 (14X24X1) |  |  |  | 1 |  | 0 | 0 | April | 2027
0052 FTU SA.3 | 001 | 000008092631 | 2027-04-07 00:06 | 1501001250 | FILTER, 14 X 24 X 1, PLEATED MDL 40 HI-CAP MERV 10 (14X24X1) | 1501001250 - FILTER, 14 X 24 X 1, PLEATED MDL 40 HI-CAP MERV 10 (14X24X1) |  |  |  | 1 |  | 0 | 0 | April | 2027
0052 FTU SA.3 | 001 | 000008092632 | 2027-04-07 00:06 | 1501001250 | FILTER, 14 X 24 X 1, PLEATED MDL 40 HI-CAP MERV 10 (14X24X1) | 1501001250 - FILTER, 14 X 24 X 1, PLEATED MDL 40 HI-CAP MERV 10 (14X24X1) |  |  |  | 1 |  | 0 | 0 | April | 2027
0052 FTU SA.3 | 001 | 000008092633 | 2027-04-07 00:06 | 1501001250 | FILTER, 14 X 24 X 1, PLEATED MDL 40 HI-CAP MERV 10 (14X24X1) | 1501001250 - FILTER, 14 X 24 X 1, PLEATED MDL 40 HI-CAP MERV 10 (14X24X1) |  |  |  | 1 |  | 0 | 0 | April | 2027
0052 FTU SA.3 | 001 | 000008092634 | 2027-04-07 00:06 | 1501001250 | FILTER, 14 X 24 X 1, PLEATED MDL 40 HI-CAP MERV 10 (14X24X1) | 1501001250 - FILTER, 14 X 24 X 1, PLEATED MDL 40 HI-CAP MERV 10 (14X24X1) |  |  |  | 1 |  | 0 | 0 | April | 2027
0052 FTU SA.3 | 001 | 000008092635 | 2027-04-07 00:06 | 1501001250 | FILTER, 14 X 24 X 1, PLEATED MDL 40 HI-CAP MERV 10 (14X24X1) | 1501001250 - FILTER, 14 X 24 X 1, PLEATED MDL 40 HI-CAP MERV 10 (14X24X1) |  |  |  | 1 |  | 0 | 0 | April | 2027
0052 FTU SA.3 | 001 | 000008092636 | 2027-04-07 00:06 | 1501001250 | FILTER, 14 X 24 X 1, PLEATED MDL 40 HI-CAP MERV 10 (14X24X1) | 1501001250 - FILTER, 14 X 24 X 1, PLEATED MDL 40 HI-CAP MERV 10 (14X24X1) |  |  |  | 1 |  | 0 | 0 | April | 2027
B0052 AH16 A | 001 | 000090014205 | 2027-04-07 00:13 | 1501002210 | FILTER, BAG, 24X24X12, MERV14A, CAMFIL 10P, 405619A12 | 1501002210 - FILTER, BAG, 24X24X12, MERV14A, CAMFIL 10P, 405619A12 |  |  |  | 2 |  | 0 | 0 | April | 2027
B0052 AH16 A | 001 | 000090014205 | 2027-04-07 00:13 | 1501002107 | BELT, #BX-34, BX34 (COG TYPE) | 1501002107 - BELT, #BX-34, BX34 (COG TYPE) |  |  |  | 1 |  | 14.0272 | 14.0272 | April | 2027
B0052 AHU20 A | 001 | 000090003289 | 2027-04-07 00:14 | 1501002202 | FILTER, BAG, 24X12X12, HEIGHT X WIDTH X DEPTH, (VERTICAL CONFIGURATION), MERV14A, CAMFIL 5P, 405619C12 | 1501002202 - FILTER, BAG, 24X12X12, HEIGHT X WIDTH X DEPTH, (VERTICAL CONFIGURATION), MERV14A, CAMFIL 5P, 405619C12 |  |  |  | 1 |  | 0 | 0 | April | 2027
B0052 AHU20 A | 001 | 000090003289 | 2027-04-07 00:14 | 1501002208 | FILTER, BAG, 24X20X12, HEIGHT X WIDTH X DEPTH, (VERTICAL CONFIGURATION), MERV14A, CAMFIL 8P, 405619B12 (REPLACES 1501003005) | 1501002208 - FILTER, BAG, 24X20X12, HEIGHT X WIDTH X DEPTH, (VERTICAL CONFIGURATION), MERV14A, CAMFIL 8P, 405619B12 (REPLACES 1501003005) |  |  |  | 1 |  | 0 | 0 | April | 2027
B0052 AHU20 A | 001 | 000090003289 | 2027-04-07 00:14 | 1501002210 | FILTER, BAG, 24X24X12, MERV14A, CAMFIL 10P, 405619A12 | 1501002210 - FILTER, BAG, 24X24X12, MERV14A, CAMFIL 10P, 405619A12 |  |  |  | 1 |  | 0 | 0 | April | 2027
B0052 AHU20 A | 001 | 000090003289 | 2027-04-07 00:14 | 1501001454 | BELT, #BX-38, BX38 (COG TYPE) | 1501001454 - BELT, #BX-38, BX38 (COG TYPE) |  |  |  | 1 |  | 9.682 | 9.682 | April | 2027
B0016A DAHU10 Q | 001 | 000000005476 | 2027-04-08 00:11 | 1501001133 | FILTER, 20 X 20 X 1, PLEATED MDL 40 STANDARD MERV 10 (20X20X1) | 1501001133 - FILTER, 20 X 20 X 1, PLEATED MDL 40 STANDARD MERV 10 (20X20X1) |  |  |  | 1 |  | 0 | 0 | April | 2027
B0016A DAHU11 Q | 001 | 000000005477 | 2027-04-08 00:11 | 1501001133 | FILTER, 20 X 20 X 1, PLEATED MDL 40 STANDARD MERV 10 (20X20X1) | 1501001133 - FILTER, 20 X 20 X 1, PLEATED MDL 40 STANDARD MERV 10 (20X20X1) |  |  |  | 1 |  | 0 | 0 | April | 2027
B8111 EF RF B | 001 | 000000304021 | 2027-04-08 00:22 | 1501001494 | BELT, #AX-20, AX20 (COG TYPE) | 1501001494 - BELT, #AX-20, AX20 (COG TYPE) |  |  |  | 1 |  | 0 | 0 | April | 2027
B8119 EF RF B | 001 | 000000309012 | 2027-04-08 00:22 | 1501001385 | BELT, #AX-51, AX51 (COG TYPE) | 1501001385 - BELT, #AX-51, AX51 (COG TYPE) |  |  |  | 2 |  | 7 | 14 | April | 2027
B0016A DAHU5 Q | 001 | 000000005472 | 2027-04-09 00:12 | 1501001139 | FILTER, 16 X 20 X 1, PLEATED MDL 40 HI-CAP MERV 10 (16X20X1) (ACTUAL SIZE: 15-1/2"X19-1/2"X3/4") | 1501001139 - FILTER, 16 X 20 X 1, PLEATED MDL 40 HI-CAP MERV 10 (16X20X1) (ACTUAL SIZE: 15-1/2"X19-1/2"X3/4") |  |  |  | 1 |  | 0 | 0 | April | 2027
B0016A DAHU6 Q | 001 | 000090002446 | 2027-04-09 00:12 | 1501001133 | FILTER, 20 X 20 X 1, PLEATED MDL 40 STANDARD MERV 10 (20X20X1) | 1501001133 - FILTER, 20 X 20 X 1, PLEATED MDL 40 STANDARD MERV 10 (20X20X1) |  |  |  | 1 |  | 0 | 0 | April | 2027
B0016A DAHU8 Q | 001 | 000000005474 | 2027-04-09 00:12 | 1501001133 | FILTER, 20 X 20 X 1, PLEATED MDL 40 STANDARD MERV 10 (20X20X1) | 1501001133 - FILTER, 20 X 20 X 1, PLEATED MDL 40 STANDARD MERV 10 (20X20X1) |  |  |  | 3 |  | 0 | 0 | April | 2027
B0016A DAHU9 Q | 001 | 000000005475 | 2027-04-09 00:12 | 1501001133 | FILTER, 20 X 20 X 1, PLEATED MDL 40 STANDARD MERV 10 (20X20X1) | 1501001133 - FILTER, 20 X 20 X 1, PLEATED MDL 40 STANDARD MERV 10 (20X20X1) |  |  |  | 1 |  | 0 | 0 | April | 2027
SPLY FAN Q-1 T4 | 001 | 000000309013 | 2027-04-09 00:31 | 1501001119 | FILTER, 24 X 24 X 2, PLEATED MDL 40 HI-CAP MERV 10 (24X24X2) | 1501001119 - FILTER, 24 X 24 X 2, PLEATED MDL 40 HI-CAP MERV 10 (24X24X2) |  |  |  | 9 |  | 0 | 0 | April | 2027
AHU-Q-SERV T4 | 001 | 000000314141 | 2027-04-10 00:10 | 1501001123 | FILTER, 16 X 20 X 2, PLEATED MDL 40 HI-CAP MERV 10 (16X20X2) | 1501001123 - FILTER, 16 X 20 X 2, PLEATED MDL 40 HI-CAP MERV 10 (16X20X2) |  |  |  | 3 |  | 0 | 0 | April | 2027
AHU-Q-SERV T4 | 001 | 000000314141 | 2027-04-10 00:10 | 1501003009 | FILTER, 14 INCH X 20 INCH X 2 INCH, PLEATED MDL 40 HI-CAP MERV 10 (14X20X2, 14 X 20 X 2) | 1501003009 - FILTER, 14 INCH X 20 INCH X 2 INCH, PLEATED MDL 40 HI-CAP MERV 10 (14X20X2, 14 X 20 X 2) |  |  |  | 3 |  | 0 | 0 | April | 2027
B0016A DAHU13 Q | 001 | 000000005479 | 2027-04-10 00:11 | 1501001139 | FILTER, 16 X 20 X 1, PLEATED MDL 40 HI-CAP MERV 10 (16X20X1) (ACTUAL SIZE: 15-1/2"X19-1/2"X3/4") | 1501001139 - FILTER, 16 X 20 X 1, PLEATED MDL 40 HI-CAP MERV 10 (16X20X1) (ACTUAL SIZE: 15-1/2"X19-1/2"X3/4") |  |  |  | 1 |  | 0 | 0 | April | 2027
B0016A DAHU15 Q | 001 | 000090002438 | 2027-04-10 00:11 | 1501001133 | FILTER, 20 X 20 X 1, PLEATED MDL 40 STANDARD MERV 10 (20X20X1) | 1501001133 - FILTER, 20 X 20 X 1, PLEATED MDL 40 STANDARD MERV 10 (20X20X1) |  |  |  | 1 |  | 0 | 0 | April | 2027
B0016A DAHU17 Q | 001 | 000000006193 | 2027-04-10 00:11 | 1501001139 | FILTER, 16 X 20 X 1, PLEATED MDL 40 HI-CAP MERV 10 (16X20X1) (ACTUAL SIZE: 15-1/2"X19-1/2"X3/4") | 1501001139 - FILTER, 16 X 20 X 1, PLEATED MDL 40 HI-CAP MERV 10 (16X20X1) (ACTUAL SIZE: 15-1/2"X19-1/2"X3/4") |  |  |  | 1 |  | 0 | 0 | April | 2027
B0016A DAHU18 Q | 001 | 000000005480 | 2027-04-10 00:11 | 1501001139 | FILTER, 16 X 20 X 1, PLEATED MDL 40 HI-CAP MERV 10 (16X20X1) (ACTUAL SIZE: 15-1/2"X19-1/2"X3/4") | 1501001139 - FILTER, 16 X 20 X 1, PLEATED MDL 40 HI-CAP MERV 10 (16X20X1) (ACTUAL SIZE: 15-1/2"X19-1/2"X3/4") |  |  |  | 1 |  | 0 | 0 | April | 2027
B0016A DAHU2 Q | 001 | 000000005470 | 2027-04-10 00:12 | 1501001928 | FILTER, 20 X 22 X 1, PLEATED MDL 40 HI-CAP MERV 10 (20X22X1) | 1501001928 - FILTER, 20 X 22 X 1, PLEATED MDL 40 HI-CAP MERV 10 (20X22X1) |  |  |  | 1 |  | 1 | 1 | April | 2027
B0016A DAHU4 Q | 001 | 000000005471 | 2027-04-10 00:12 | 1501001133 | FILTER, 20 X 20 X 1, PLEATED MDL 40 STANDARD MERV 10 (20X20X1) | 1501001133 - FILTER, 20 X 20 X 1, PLEATED MDL 40 STANDARD MERV 10 (20X20X1) |  |  |  | 1 |  | 0 | 0 | April | 2027
B8151 AHU 03M | 001 | 000006090330 | 2027-04-12 00:23 | 1501003009 | FILTER, 14 INCH X 20 INCH X 2 INCH, PLEATED MDL 40 HI-CAP MERV 10 (14X20X2, 14 X 20 X 2) | 1501003009 - FILTER, 14 INCH X 20 INCH X 2 INCH, PLEATED MDL 40 HI-CAP MERV 10 (14X20X2, 14 X 20 X 2) |  |  |  | 2 |  | 0 | 0 | April | 2027
0052-FCU-4M | 001 | 000007091354 | 2027-04-14 00:06 | 1501002235 | FILTER, 30/30, DUAL 9, HIGH-CAPACITY, MERV 9, 16X20X2 | 1501002235 - FILTER, 30/30, DUAL 9, HIGH-CAPACITY, MERV 9, 16X20X2 |  |  |  | 2 |  | 0 | 0 | April | 2027
0052-FCU-4M | 001 | 000008092718 | 2027-04-14 00:06 | 1501002235 | FILTER, 30/30, DUAL 9, HIGH-CAPACITY, MERV 9, 16X20X2 | 1501002235 - FILTER, 30/30, DUAL 9, HIGH-CAPACITY, MERV 9, 16X20X2 |  |  |  | 2 |  | 0 | 0 | April | 2027
0052-FCU-4M | 001 | 000008092747 | 2027-04-14 00:06 | 1501002235 | FILTER, 30/30, DUAL 9, HIGH-CAPACITY, MERV 9, 16X20X2 | 1501002235 - FILTER, 30/30, DUAL 9, HIGH-CAPACITY, MERV 9, 16X20X2 |  |  |  | 2 |  | 0 | 0 | April | 2027
0052-FCU-4M | 001 | 000090014089 | 2027-04-14 00:06 | 1501001096 | FILTER, 3-7/8X19-1/4X1, **STUDENT UNION**, PLEATED MDL 40 HI-CAP MERV10 (3 7/8 X 19 1/4 X 1, 3.875X19.25X1) | 1501001096 - FILTER, 3-7/8X19-1/4X1, **STUDENT UNION**, PLEATED MDL 40 HI-CAP MERV10 (3 7/8 X 19 1/4 X 1, 3.875X19.25X1) |  |  |  | 2 |  | 4.294 | 8.588 | April | 2027
0052-FCU-4M | 001 | 000090014109 | 2027-04-14 00:06 | 1501001192 | FILTER, 23.75X26.5X1**SPECIAL USE - STUDENT UNION**, MERV 10, (23.-3/4X26-1/2X1, 23.75 X 26.5 X 1, 23-3/4 X 26-1/2 X 1) | 1501001192 - FILTER, 23.75X26.5X1**SPECIAL USE - STUDENT UNION**, MERV 10, (23.-3/4X26-1/2X1, 23.75 X 26.5 X 1, 23-3/4 X 26-1/2 X 1) |  |  |  | 2 |  | 0 | 0 | April | 2027
0052-FCU-4M | 001 | 000090014110 | 2027-04-14 00:06 | 1501001192 | FILTER, 23.75X26.5X1**SPECIAL USE - STUDENT UNION**, MERV 10, (23.-3/4X26-1/2X1, 23.75 X 26.5 X 1, 23-3/4 X 26-1/2 X 1) | 1501001192 - FILTER, 23.75X26.5X1**SPECIAL USE - STUDENT UNION**, MERV 10, (23.-3/4X26-1/2X1, 23.75 X 26.5 X 1, 23-3/4 X 26-1/2 X 1) |  |  |  | 2 |  | 0 | 0 | April | 2027
0052-FCU-4M | 001 | 000090014137 | 2027-04-14 00:06 | 1501001246 | FILTER, 18 X 20 X 2, PLEATED MDL 40 HI-CAP MERV 10 (18X20X2) | 1501001246 - FILTER, 18 X 20 X 2, PLEATED MDL 40 HI-CAP MERV 10 (18X20X2) |  |  |  | 2 |  | 3.5457 | 7.0914 | April | 2027
0052-FCU-4M | 001 | 000090014138 | 2027-04-14 00:06 | 1501001924 | FILTER, 16 X 22 X 1, PLEATED MDL 40 HI-CAP MERV 10 (16X22X1) | 1501001924 - FILTER, 16 X 22 X 1, PLEATED MDL 40 HI-CAP MERV 10 (16X22X1) |  |  |  | 2 |  | 6.8868 | 13.7736 | April | 2027
0052-FCU-4M | 001 | 000090014139 | 2027-04-14 00:06 | 1501001507 | FILTER, 16 INCH X 33 INCH X 1 INCH, PLEATED MDL 40 HI-CAP MERV 10 (16X33X1) | 1501001507 - FILTER, 16 INCH X 33 INCH X 1 INCH, PLEATED MDL 40 HI-CAP MERV 10 (16X33X1) |  |  |  | 1 |  | 8.6826 | 8.6826 | April | 2027
0052-FCU-4M | 001 | 000090014140 | 2027-04-14 00:06 | 1501001133 | FILTER, 20 X 20 X 1, PLEATED MDL 40 STANDARD MERV 10 (20X20X1) | 1501001133 - FILTER, 20 X 20 X 1, PLEATED MDL 40 STANDARD MERV 10 (20X20X1) |  |  |  | 2 |  | 0 | 0 | April | 2027
B0016A DAHU12 Q | 001 | 000000005478 | 2027-04-14 00:11 | 1501001133 | FILTER, 20 X 20 X 1, PLEATED MDL 40 STANDARD MERV 10 (20X20X1) | 1501001133 - FILTER, 20 X 20 X 1, PLEATED MDL 40 STANDARD MERV 10 (20X20X1) |  |  |  | 4 |  | 0 | 0 | April | 2027
0150 FCU Q | 001 | 000000126018 | 2027-04-15 00:08 | 1501001125 | FILTER, 12 X 24 X 2, PLEATED MDL 40 HI-CAP MERV 10 (12X24X2) | 1501001125 - FILTER, 12 X 24 X 2, PLEATED MDL 40 HI-CAP MERV 10 (12X24X2) |  |  |  | 1 |  | 0 | 0 | April | 2027
0150 FCU Q | 001 | 000000126041 | 2027-04-15 00:08 | 1501001125 | FILTER, 12 X 24 X 2, PLEATED MDL 40 HI-CAP MERV 10 (12X24X2) | 1501001125 - FILTER, 12 X 24 X 2, PLEATED MDL 40 HI-CAP MERV 10 (12X24X2) |  |  |  | 1 |  | 0 | 0 | April | 2027
0150 FCU Q | 001 | 000000126064 | 2027-04-15 00:08 | 1501001125 | FILTER, 12 X 24 X 2, PLEATED MDL 40 HI-CAP MERV 10 (12X24X2) | 1501001125 - FILTER, 12 X 24 X 2, PLEATED MDL 40 HI-CAP MERV 10 (12X24X2) |  |  |  | 1 |  | 0 | 0 | April | 2027
B0150 AHU1 S | 001 | 000000126063 | 2027-04-15 00:19 | 1501002234 | FILTER, 30/30, DUAL 9, HIGH-CAPACITY, MERV 9, 24X24X2 | 1501002234 - FILTER, 30/30, DUAL 9, HIGH-CAPACITY, MERV 9, 24X24X2 |  |  |  | 20 |  | 0 | 0 | April | 2027
B8130 RTU-7 Q | 001 | 000008091375 | 2027-04-15 00:23 | 1501001884 | FILTER, 10X18X1, PLEATED MDL 40 HI-CAP MERV 10 (10 X 18 X 1) | 1501001884 - FILTER, 10X18X1, PLEATED MDL 40 HI-CAP MERV 10 (10 X 18 X 1) |  |  |  | 1 |  | 0 | 0 | April | 2027
B8130 RTU-7 Q | 001 | 000008091375 | 2027-04-15 00:23 | 1501001111 | FILTER, 18 X 18 X 1, PLEATED MDL 40 HI-CAP MERV 10 (18X18X1) | 1501001111 - FILTER, 18 X 18 X 1, PLEATED MDL 40 HI-CAP MERV 10 (18X18X1) |  |  |  | 1 |  | 0 | 0 | April | 2027
SPLY FAN Q-1 BS | 001 | 000000001566 | 2027-04-15 00:31 | 1501001133 | FILTER, 20 X 20 X 1, PLEATED MDL 40 STANDARD MERV 10 (20X20X1) | 1501001133 - FILTER, 20 X 20 X 1, PLEATED MDL 40 STANDARD MERV 10 (20X20X1) |  |  |  | 1 |  | 0 | 0 | April | 2027
SPLY FAN Q-1 BS | 001 | 000000001567 | 2027-04-15 00:31 | 1501001133 | FILTER, 20 X 20 X 1, PLEATED MDL 40 STANDARD MERV 10 (20X20X1) | 1501001133 - FILTER, 20 X 20 X 1, PLEATED MDL 40 STANDARD MERV 10 (20X20X1) |  |  |  | 1 |  | 0 | 0 | April | 2027
B0002 AHU-3 SA | 001 | 000000000202 | 2027-04-16 00:10 | 1501002234 | FILTER, 30/30, DUAL 9, HIGH-CAPACITY, MERV 9, 24X24X2 | 1501002234 - FILTER, 30/30, DUAL 9, HIGH-CAPACITY, MERV 9, 24X24X2 |  |  |  | 10 |  | 0 | 0 | April | 2027
B0007C AHU-8 A | 001 | 000000001521 | 2027-04-16 00:11 | 1501001122 | FILTER, 16 X 25 X 2, PLEATED MDL 40 HI-CAP MERV 10 (16X25X2) | 1501001122 - FILTER, 16 X 25 X 2, PLEATED MDL 40 HI-CAP MERV 10 (16X25X2) |  |  |  | 4 |  | 0 | 0 | April | 2027
B0007C AHU-8 A | 001 | 000000001521 | 2027-04-16 00:11 | 1501001123 | FILTER, 16 X 20 X 2, PLEATED MDL 40 HI-CAP MERV 10 (16X20X2) | 1501001123 - FILTER, 16 X 20 X 2, PLEATED MDL 40 HI-CAP MERV 10 (16X20X2) |  |  |  | 2 |  | 0 | 0 | April | 2027
B0007C AHU-8 A | 001 | 000000001521 | 2027-04-16 00:11 | 1501001455 | BELT, #BX-42, BX42 (COG TYPE) | 1501001455 - BELT, #BX-42, BX42 (COG TYPE) |  |  |  | 1 |  | 8.74 | 8.74 | April | 2027
B8119 AHU-2 SA | 001 | 000000309005 | 2027-04-16 00:22 | 1501001125 | FILTER, 12 X 24 X 2, PLEATED MDL 40 HI-CAP MERV 10 (12X24X2) | 1501001125 - FILTER, 12 X 24 X 2, PLEATED MDL 40 HI-CAP MERV 10 (12X24X2) |  |  |  | 6 |  | 0 | 0 | April | 2027
B8119 AHU-2 SA | 001 | 000000309005 | 2027-04-16 00:22 | 1501001119 | FILTER, 24 X 24 X 2, PLEATED MDL 40 HI-CAP MERV 10 (24X24X2) | 1501001119 - FILTER, 24 X 24 X 2, PLEATED MDL 40 HI-CAP MERV 10 (24X24X2) |  |  |  | 8 |  | 0 | 0 | April | 2027
B8119 AHU-4 SA | 001 | 000000309007 | 2027-04-16 00:22 | 1501001125 | FILTER, 12 X 24 X 2, PLEATED MDL 40 HI-CAP MERV 10 (12X24X2) | 1501001125 - FILTER, 12 X 24 X 2, PLEATED MDL 40 HI-CAP MERV 10 (12X24X2) |  |  |  | 6 |  | 0 | 0 | April | 2027
B8119 AHU-4 SA | 001 | 000000309007 | 2027-04-16 00:22 | 1501001119 | FILTER, 24 X 24 X 2, PLEATED MDL 40 HI-CAP MERV 10 (24X24X2) | 1501001119 - FILTER, 24 X 24 X 2, PLEATED MDL 40 HI-CAP MERV 10 (24X24X2) |  |  |  | 8 |  | 0 | 0 | April | 2027
B0052 AH11 A | 001 | 000090014206 | 2027-04-21 00:13 | 1501001454 | BELT, #BX-38, BX38 (COG TYPE) | 1501001454 - BELT, #BX-38, BX38 (COG TYPE) |  |  |  | 1 |  | 9.682 | 9.682 | April | 2027
B0052 AH11 A | 001 | 000090014206 | 2027-04-21 00:13 | 1501001910 | FILTER, 20 X 25 X 2, PLEATED MDL 40 HI-CAP MERV 10 (20X25X2) | 1501001910 - FILTER, 20 X 25 X 2, PLEATED MDL 40 HI-CAP MERV 10 (20X25X2) |  |  |  | 3 |  | 0 | 0 | April | 2027
B0052 AHU17 A | 001 | 000090003079 | 2027-04-21 00:14 | 1501002206 | FILTER, BAG, 20X24X12, HEIGHT X WIDTH X DEPTH, (HORIZONTAL CONFIGURATION), MERV14A, CAMFIL 10P, 405619E12 (REPLACES 1501003005) | 1501002206 - FILTER, BAG, 20X24X12, HEIGHT X WIDTH X DEPTH, (HORIZONTAL CONFIGURATION), MERV14A, CAMFIL 10P, 405619E12 (REPLACES 1501003005) |  |  |  | 3 |  | 0 | 0 | April | 2027
B0052 AHU17 A | 001 | 000090003079 | 2027-04-21 00:14 | 1501002200 | FILTER, BAG, 12X24X12, HEIGHT X WIDTH X DEPTH, (HORIZONTAL CONFIGURATION), MERV14A, CAMFIL 10P, 405619F12 | 1501002200 - FILTER, BAG, 12X24X12, HEIGHT X WIDTH X DEPTH, (HORIZONTAL CONFIGURATION), MERV14A, CAMFIL 10P, 405619F12 |  |  |  | 3 |  | 78.19 | 234.57 | April | 2027
B0052 AHU17 A | 001 | 000090003079 | 2027-04-21 00:14 | 1501001459 | BELT, #BX-48, BX48 (COG TYPE) | 1501001459 - BELT, #BX-48, BX48 (COG TYPE) |  |  |  | 1 |  | 0 | 0 | April | 2027
B8119 AHU-1 SA | 001 | 000000309004 | 2027-04-21 00:22 | 1501001125 | FILTER, 12 X 24 X 2, PLEATED MDL 40 HI-CAP MERV 10 (12X24X2) | 1501001125 - FILTER, 12 X 24 X 2, PLEATED MDL 40 HI-CAP MERV 10 (12X24X2) |  |  |  | 6 |  | 0 | 0 | April | 2027
B8119 AHU-1 SA | 001 | 000000309004 | 2027-04-21 00:22 | 1501001119 | FILTER, 24 X 24 X 2, PLEATED MDL 40 HI-CAP MERV 10 (24X24X2) | 1501001119 - FILTER, 24 X 24 X 2, PLEATED MDL 40 HI-CAP MERV 10 (24X24X2) |  |  |  | 8 |  | 0 | 0 | April | 2027
B8119 AHU-3 SA | 001 | 000000309006 | 2027-04-21 00:22 | 1501001125 | FILTER, 12 X 24 X 2, PLEATED MDL 40 HI-CAP MERV 10 (12X24X2) | 1501001125 - FILTER, 12 X 24 X 2, PLEATED MDL 40 HI-CAP MERV 10 (12X24X2) |  |  |  | 6 |  | 0 | 0 | April | 2027
B8119 AHU-3 SA | 001 | 000000309006 | 2027-04-21 00:22 | 1501001119 | FILTER, 24 X 24 X 2, PLEATED MDL 40 HI-CAP MERV 10 (24X24X2) | 1501001119 - FILTER, 24 X 24 X 2, PLEATED MDL 40 HI-CAP MERV 10 (24X24X2) |  |  |  | 8 |  | 0 | 0 | April | 2027
B8130 RTU-12 Q | 001 | 000008091377 | 2027-04-21 00:23 | 1501001884 | FILTER, 10X18X1, PLEATED MDL 40 HI-CAP MERV 10 (10 X 18 X 1) | 1501001884 - FILTER, 10X18X1, PLEATED MDL 40 HI-CAP MERV 10 (10 X 18 X 1) |  |  |  | 1 |  | 0 | 0 | April | 2027
B8130 RTU-12 Q | 001 | 000008091377 | 2027-04-21 00:23 | 1501001111 | FILTER, 18 X 18 X 1, PLEATED MDL 40 HI-CAP MERV 10 (18X18X1) | 1501001111 - FILTER, 18 X 18 X 1, PLEATED MDL 40 HI-CAP MERV 10 (18X18X1) |  |  |  | 1 |  | 0 | 0 | April | 2027
B8130 RTU-30 Q | 001 | 000008091379 | 2027-04-21 00:23 | 1501001487 | FILTER, 30/30, DUAL 9, HIGH-CAPACITY, MERV 9, 20X35X2 | 1501001487 - FILTER, 30/30, DUAL 9, HIGH-CAPACITY, MERV 9, 20X35X2 |  |  |  | 2 |  | 0 | 0 | April | 2027
B8130-OAHU-S | 001 | 000006094411 | 2027-04-21 00:23 | 1501002252 | FILTER, 30/30, DUAL 9, HIGH-CAPACITY, MERV 9, 30X36X2 | 1501002252 - FILTER, 30/30, DUAL 9, HIGH-CAPACITY, MERV 9, 30X36X2 |  |  |  | 2 |  | 47.08 | 94.16 | April | 2027
B8130-OAHU-S | 001 | 000006094411 | 2027-04-21 00:23 | 1501002253 | FILTER, 30/30, DUAL 9, HIGH-CAPACITY, MERV 9, 22X36X4 | 1501002253 - FILTER, 30/30, DUAL 9, HIGH-CAPACITY, MERV 9, 22X36X4 |  |  |  | 2 |  | 47.9 | 95.8 | April | 2027
B8130-OAHU-S | 001 | 000006094411 | 2027-04-21 00:23 | 1501002251 | FILTER, 30/30, DUAL 9, HIGH-CAPACITY, MERV 9, 22X36X2 | 1501002251 - FILTER, 30/30, DUAL 9, HIGH-CAPACITY, MERV 9, 22X36X2 |  |  |  | 2 |  | 34.92 | 69.84 | April | 2027
B8130-OAHU-S | 001 | 000006094411 | 2027-04-21 00:23 | 1501003038 | FILTER, 30/30, DUAL 9, HIGH-CAPACITY, MERV 9, 22X29X2 | 1501003038 - FILTER, 30/30, DUAL 9, HIGH-CAPACITY, MERV 9, 22X29X2 |  |  |  | 2 |  | 0 | 0 | April | 2027
B8130-OAHU-S | 001 | 000006094411 | 2027-04-21 00:23 | 1501003039 | FILTER, 30/30, DUAL 9, HIGH-CAPACITY, MERV 9, 22X29X4 | 1501003039 - FILTER, 30/30, DUAL 9, HIGH-CAPACITY, MERV 9, 22X29X4 |  |  |  | 2 |  | 0 | 0 | April | 2027
B0007G AHU-11 Q | 001 | 000000001681 | 2027-04-22 00:11 | 1501002234 | FILTER, 30/30, DUAL 9, HIGH-CAPACITY, MERV 9, 24X24X2 | 1501002234 - FILTER, 30/30, DUAL 9, HIGH-CAPACITY, MERV 9, 24X24X2 |  |  |  | 4 |  | 0 | 0 | April | 2027
B0007G AHU-11 Q | 001 | 000000001681 | 2027-04-22 00:11 | 1501002233 | FILTER, 30/30, DUAL 9, HIGH-CAPACITY, MERV 9, 20X24X2 | 1501002233 - FILTER, 30/30, DUAL 9, HIGH-CAPACITY, MERV 9, 20X24X2 |  |  |  | 4 |  | 0 | 0 | April | 2027
B0007G AHU-11 Q | 001 | 000000001681 | 2027-04-22 00:11 | 1501001122 | FILTER, 16 X 25 X 2, PLEATED MDL 40 HI-CAP MERV 10 (16X25X2) | 1501001122 - FILTER, 16 X 25 X 2, PLEATED MDL 40 HI-CAP MERV 10 (16X25X2) |  |  |  | 4 |  | 0 | 0 | April | 2027
B0007F AHU-1 Q | 001 | 000000001662 | 2027-04-23 00:11 | 1501001619 | FILTER, 15 X 20 X 2, PLEATED MDL 40 HI-CAP MERV 10 (15X20X2) | 1501001619 - FILTER, 15 X 20 X 2, PLEATED MDL 40 HI-CAP MERV 10 (15X20X2) |  |  |  | 8 |  | 3.71 | 29.68 | April | 2027
0051 FLT BW | 001 | 005102100000 | 2026-07-01 00:06 | 1501001121 | FILTER, 20 X 20 X 2, PLEATED MDL 40 STANDARD MERV 10 (20X20X2) | 1501001121 - FILTER, 20 X 20 X 2, PLEATED MDL 40 STANDARD MERV 10 (20X20X2) |  |  |  | 2 |  | 0 | 0 | July | 2026
0051 FLT BW | 001 | 005102120000 | 2026-07-01 00:06 | 1501001121 | FILTER, 20 X 20 X 2, PLEATED MDL 40 STANDARD MERV 10 (20X20X2) | 1501001121 - FILTER, 20 X 20 X 2, PLEATED MDL 40 STANDARD MERV 10 (20X20X2) |  |  |  | 2 |  | 0 | 0 | July | 2026
0051 FLT BW | 001 | 005102160000 | 2026-07-01 00:06 | 1501001121 | FILTER, 20 X 20 X 2, PLEATED MDL 40 STANDARD MERV 10 (20X20X2) | 1501001121 - FILTER, 20 X 20 X 2, PLEATED MDL 40 STANDARD MERV 10 (20X20X2) |  |  |  | 2 |  | 0 | 0 | July | 2026
0051 FLT BW | 001 | 005102200000 | 2026-07-01 00:06 | 1501001121 | FILTER, 20 X 20 X 2, PLEATED MDL 40 STANDARD MERV 10 (20X20X2) | 1501001121 - FILTER, 20 X 20 X 2, PLEATED MDL 40 STANDARD MERV 10 (20X20X2) |  |  |  | 3 |  | 0 | 0 | July | 2026
B0053 AHU-4 SA | 001 | 000000038020 | 2026-07-01 00:14 | 1501002234 | FILTER, 30/30, DUAL 9, HIGH-CAPACITY, MERV 9, 24X24X2 | 1501002234 - FILTER, 30/30, DUAL 9, HIGH-CAPACITY, MERV 9, 24X24X2 |  |  |  | 3 |  | 0 | 0 | July | 2026
B0053 AHU-5 SA | 001 | 000000038021 | 2026-07-01 00:14 | 1501002238 | FILTER, 30/30, DUAL 9, HIGH-CAPACITY, MERV 9, 16X24X2 | 1501002238 - FILTER, 30/30, DUAL 9, HIGH-CAPACITY, MERV 9, 16X24X2 |  |  |  | 6 |  | 10.24 | 61.44 | July | 2026
B0053 AHU-5 SA | 001 | 000000038021 | 2026-07-01 00:14 | 1501002231 | FILTER, 30/30, DUAL 9, HIGH-CAPACITY, MERV 9, 12X24X2 | 1501002231 - FILTER, 30/30, DUAL 9, HIGH-CAPACITY, MERV 9, 12X24X2 |  |  |  | 1 |  | 0 | 0 | July | 2026
B0053 AHU-7 SA | 001 | 000000038023 | 2026-07-01 00:14 | 1501001119 | FILTER, 24 X 24 X 2, PLEATED MDL 40 HI-CAP MERV 10 (24X24X2) | 1501001119 - FILTER, 24 X 24 X 2, PLEATED MDL 40 HI-CAP MERV 10 (24X24X2) |  |  |  | 12 |  | 0 | 0 | July | 2026
B0013 AHU-1 SA | 001 | 000000009029 | 2026-07-05 00:11 | 1501001207 | FILTER, MERV 13, 16 X 20 X 4, PLEATED MDL 40 HI-CAP (16X20X4) | 1501001207 - FILTER, MERV 13, 16 X 20 X 4, PLEATED MDL 40 HI-CAP (16X20X4) |  |  |  | 6 |  | 0 | 0 | July | 2026
B0013 AHU-2 SA | 001 | 000000009030 | 2026-07-05 00:11 | 1501001594 | FILTER, 20 X 20 X 4, PLEATED MDL 40 HI-CAP MERV 10 (20X20X4) | 1501001594 - FILTER, 20 X 20 X 4, PLEATED MDL 40 HI-CAP MERV 10 (20X20X4) |  |  |  | 2 |  | 5.2111 | 10.4222 | July | 2026
B0013 AHU-2 SA | 001 | 000000009030 | 2026-07-05 00:11 | 1501003007 | FILTER, 20 X 24 X 4, PLEATED MDL 40 HI-CAP MERV 10 (20X24X4) | 1501003007 - FILTER, 20 X 24 X 4, PLEATED MDL 40 HI-CAP MERV 10 (20X24X4) |  |  |  | 4 |  | 0 | 0 | July | 2026
B0153 DAHU1 Q | 001 | 000000128000 | 2026-07-05 00:19 | 1501001130 | FILTER, 20 X 25 X 1,PLEATED MDL 40 HI-CAP MERV 10 (20X25X1) | 1501001130 - FILTER, 20 X 25 X 1,PLEATED MDL 40 HI-CAP MERV 10 (20X25X1) |  |  |  | 1 |  | 0 | 0 | July | 2026
B0153 DAHU2 Q | 001 | 000000128001 | 2026-07-05 00:19 | 1501001130 | FILTER, 20 X 25 X 1,PLEATED MDL 40 HI-CAP MERV 10 (20X25X1) | 1501001130 - FILTER, 20 X 25 X 1,PLEATED MDL 40 HI-CAP MERV 10 (20X25X1) |  |  |  | 1 |  | 0 | 0 | July | 2026
B0049 AHUHP3 S | 001 | 000000035015 | 2026-07-06 00:13 | 1501001133 | FILTER, 20 X 20 X 1, PLEATED MDL 40 STANDARD MERV 10 (20X20X1) | 1501001133 - FILTER, 20 X 20 X 1, PLEATED MDL 40 STANDARD MERV 10 (20X20X1) |  |  |  | 1 |  | 0 | 0 | July | 2026
B0051 AHU11 M | 001 | 000000034012 | 2026-07-06 00:13 | 1501001175 | FILTER, MERV 13, 16 X 25 X 4, PLEATED MDL 40 HI-CAP (16X25X4) | 1501001175 - FILTER, MERV 13, 16 X 25 X 4, PLEATED MDL 40 HI-CAP (16X25X4) |  |  |  | 2 |  | 0 | 0 | July | 2026
B0051 AHU11 M | 001 | 000000034012 | 2026-07-06 00:13 | 1501001207 | FILTER, MERV 13, 16 X 20 X 4, PLEATED MDL 40 HI-CAP (16X20X4) | 1501001207 - FILTER, MERV 13, 16 X 20 X 4, PLEATED MDL 40 HI-CAP (16X20X4) |  |  |  | 4 |  | 0 | 0 | July | 2026
B0053 AHU 1 S | 001 | 000007090292 | 2026-07-06 00:14 | 1501002239 | FILTER, 30/30, DUAL 9, HIGH-CAPACITY, MERV 9, 12X24X4 | 1501002239 - FILTER, 30/30, DUAL 9, HIGH-CAPACITY, MERV 9, 12X24X4 |  |  |  | 3 |  | 21.2707 | 63.8121 | July | 2026
B0053 AHU 1 S | 001 | 000007090292 | 2026-07-06 00:14 | 1501002247 | FILTER, 30/30, DUAL 9, HIGH-CAPACITY, MERV 9, 24X24X4 | 1501002247 - FILTER, 30/30, DUAL 9, HIGH-CAPACITY, MERV 9, 24X24X4 |  |  |  | 12 |  | 0 | 0 | July | 2026
B0053 AHU-1A SA | 001 | 000000038017 | 2026-07-06 00:14 | 1501002233 | FILTER, 30/30, DUAL 9, HIGH-CAPACITY, MERV 9, 20X24X2 | 1501002233 - FILTER, 30/30, DUAL 9, HIGH-CAPACITY, MERV 9, 20X24X2 |  |  |  | 6 |  | 0 | 0 | July | 2026
B0089 AHU1 Q | 001 | 000000055000 | 2026-07-06 00:16 | 1501001133 | FILTER, 20 X 20 X 1, PLEATED MDL 40 STANDARD MERV 10 (20X20X1) | 1501001133 - FILTER, 20 X 20 X 1, PLEATED MDL 40 STANDARD MERV 10 (20X20X1) |  |  |  | 1 |  | 0 | 0 | July | 2026
B0089 AHU1 Q | 001 | 000000055000 | 2026-07-06 00:16 | 1501001139 | FILTER, 16 X 20 X 1, PLEATED MDL 40 HI-CAP MERV 10 (16X20X1) (ACTUAL SIZE: 15-1/2"X19-1/2"X3/4") | 1501001139 - FILTER, 16 X 20 X 1, PLEATED MDL 40 HI-CAP MERV 10 (16X20X1) (ACTUAL SIZE: 15-1/2"X19-1/2"X3/4") |  |  |  | 1 |  | 0 | 0 | July | 2026
B0053 AHU-1 SA | 001 | 000000038024 | 2026-07-07 00:14 | 1501002234 | FILTER, 30/30, DUAL 9, HIGH-CAPACITY, MERV 9, 24X24X2 | 1501002234 - FILTER, 30/30, DUAL 9, HIGH-CAPACITY, MERV 9, 24X24X2 |  |  |  | 3 |  | 0 | 0 | July | 2026
B0053 AHU-2 SA | 001 | 000000038018 | 2026-07-07 00:14 | 1501002234 | FILTER, 30/30, DUAL 9, HIGH-CAPACITY, MERV 9, 24X24X2 | 1501002234 - FILTER, 30/30, DUAL 9, HIGH-CAPACITY, MERV 9, 24X24X2 |  |  |  | 3 |  | 0 | 0 | July | 2026
B0053 AHU-3 SA | 001 | 000000038019 | 2026-07-07 00:14 | 1501002234 | FILTER, 30/30, DUAL 9, HIGH-CAPACITY, MERV 9, 24X24X2 | 1501002234 - FILTER, 30/30, DUAL 9, HIGH-CAPACITY, MERV 9, 24X24X2 |  |  |  | 3 |  | 0 | 0 | July | 2026
B0053 AHU-6 SA | 001 | 000000038022 | 2026-07-12 00:14 | 1501002234 | FILTER, 30/30, DUAL 9, HIGH-CAPACITY, MERV 9, 24X24X2 | 1501002234 - FILTER, 30/30, DUAL 9, HIGH-CAPACITY, MERV 9, 24X24X2 |  |  |  | 1 |  | 0 | 0 | July | 2026
B0053 AHU-6 SA | 001 | 000000038022 | 2026-07-12 00:14 | 1501002235 | FILTER, 30/30, DUAL 9, HIGH-CAPACITY, MERV 9, 16X20X2 | 1501002235 - FILTER, 30/30, DUAL 9, HIGH-CAPACITY, MERV 9, 16X20X2 |  |  |  | 4 |  | 0 | 0 | July | 2026
B0053 AHU-6 SA | 001 | 000000038022 | 2026-07-12 00:14 | 1501002237 | FILTER, 30/30, DUAL 9, HIGH-CAPACITY, MERV 9, 20X25X2 | 1501002237 - FILTER, 30/30, DUAL 9, HIGH-CAPACITY, MERV 9, 20X25X2 |  |  |  | 4 |  | 16.46 | 65.84 | July | 2026
B0053 AHUA3 S | 001 | 000000038919 | 2026-07-12 00:14 | 1501001122 | FILTER, 16 X 25 X 2, PLEATED MDL 40 HI-CAP MERV 10 (16X25X2) | 1501001122 - FILTER, 16 X 25 X 2, PLEATED MDL 40 HI-CAP MERV 10 (16X25X2) |  |  |  | 3 |  | 0 | 0 | July | 2026
B0053 AHUA3 S | 001 | 000000038919 | 2026-07-12 00:14 | 1501001910 | FILTER, 20 X 25 X 2, PLEATED MDL 40 HI-CAP MERV 10 (20X25X2) | 1501001910 - FILTER, 20 X 25 X 2, PLEATED MDL 40 HI-CAP MERV 10 (20X25X2) |  |  |  | 4 |  | 0 | 0 | July | 2026
B0054 CRU-1-1 Q | 001 | 000000039009 | 2026-07-12 00:14 | 1501003007 | FILTER, 20 X 24 X 4, PLEATED MDL 40 HI-CAP MERV 10 (20X24X4) | 1501003007 - FILTER, 20 X 24 X 4, PLEATED MDL 40 HI-CAP MERV 10 (20X24X4) |  |  |  | 1 |  | 0 | 0 | July | 2026
B0054 CRU-1-1 Q | 001 | 000000039009 | 2026-07-12 00:14 | 1501001208 | FILTER, 23 1/2 X 31 X 4, PLEATED MDL 40 HI-CAP MERV 10 (23 1/2X31X4, 23.5 X 31 X 4, 23.5X31X4) | 1501001208 - FILTER, 23 1/2 X 31 X 4, PLEATED MDL 40 HI-CAP MERV 10 (23 1/2X31X4, 23.5 X 31 X 4, 23.5X31X4) |  |  |  | 5 |  | 0 | 0 | July | 2026
B0054 CRU-1-2 Q | 001 | 000000039010 | 2026-07-12 00:14 | 1501001208 | FILTER, 23 1/2 X 31 X 4, PLEATED MDL 40 HI-CAP MERV 10 (23 1/2X31X4, 23.5 X 31 X 4, 23.5X31X4) | 1501001208 - FILTER, 23 1/2 X 31 X 4, PLEATED MDL 40 HI-CAP MERV 10 (23 1/2X31X4, 23.5 X 31 X 4, 23.5X31X4) |  |  |  | 5 |  | 0 | 0 | July | 2026
B0054 CRU-1-2 Q | 001 | 000000039010 | 2026-07-12 00:14 | 1501003007 | FILTER, 20 X 24 X 4, PLEATED MDL 40 HI-CAP MERV 10 (20X24X4) | 1501003007 - FILTER, 20 X 24 X 4, PLEATED MDL 40 HI-CAP MERV 10 (20X24X4) |  |  |  | 1 |  | 0 | 0 | July | 2026
B0054 CRU-2-1 Q | 001 | 000000039018 | 2026-07-12 00:14 | 1501001930 | FILTER, 28.5 X 29.5 X 2, PLEATED MDL 40 HI-CAP MERV 10 (28.5X29.5X2, 28 1/2 X 29 1/2 X 2, 28 1/2X29 1/2X2) | 1501001930 - FILTER, 28.5 X 29.5 X 2, PLEATED MDL 40 HI-CAP MERV 10 (28.5X29.5X2, 28 1/2 X 29 1/2 X 2, 28 1/2X29 1/2X2) |  |  |  | 1 |  | 0 | 0 | July | 2026
B0054 CRU-2-2 Q | 001 | 000000039019 | 2026-07-12 00:14 | 1501001930 | FILTER, 28.5 X 29.5 X 2, PLEATED MDL 40 HI-CAP MERV 10 (28.5X29.5X2, 28 1/2 X 29 1/2 X 2, 28 1/2X29 1/2X2) | 1501001930 - FILTER, 28.5 X 29.5 X 2, PLEATED MDL 40 HI-CAP MERV 10 (28.5X29.5X2, 28 1/2 X 29 1/2 X 2, 28 1/2X29 1/2X2) |  |  |  | 1 |  | 0 | 0 | July | 2026
B0054 CRU-2-3 Q | 001 | 000000039020 | 2026-07-12 00:14 | 1501001930 | FILTER, 28.5 X 29.5 X 2, PLEATED MDL 40 HI-CAP MERV 10 (28.5X29.5X2, 28 1/2 X 29 1/2 X 2, 28 1/2X29 1/2X2) | 1501001930 - FILTER, 28.5 X 29.5 X 2, PLEATED MDL 40 HI-CAP MERV 10 (28.5X29.5X2, 28 1/2 X 29 1/2 X 2, 28 1/2X29 1/2X2) |  |  |  | 1 |  | 0 | 0 | July | 2026
B0054 CRU-2-4 Q | 001 | 000000039021 | 2026-07-12 00:14 | 1501001930 | FILTER, 28.5 X 29.5 X 2, PLEATED MDL 40 HI-CAP MERV 10 (28.5X29.5X2, 28 1/2 X 29 1/2 X 2, 28 1/2X29 1/2X2) | 1501001930 - FILTER, 28.5 X 29.5 X 2, PLEATED MDL 40 HI-CAP MERV 10 (28.5X29.5X2, 28 1/2 X 29 1/2 X 2, 28 1/2X29 1/2X2) |  |  |  | 1 |  | 0 | 0 | July | 2026
B0054 CRU-3-1 Q | 001 | 000000039125 | 2026-07-12 00:14 | 1501001163 | FILTER, 18 X 24 X 4, PLEATED MDL 40 HI-CAP MERV 10 (18X24X4) | 1501001163 - FILTER, 18 X 24 X 4, PLEATED MDL 40 HI-CAP MERV 10 (18X24X4) |  |  |  | 8 |  | 0 | 0 | July | 2026
B0054 CRU-3-2 Q | 001 | 000000039041 | 2026-07-12 00:14 | 1501001163 | FILTER, 18 X 24 X 4, PLEATED MDL 40 HI-CAP MERV 10 (18X24X4) | 1501001163 - FILTER, 18 X 24 X 4, PLEATED MDL 40 HI-CAP MERV 10 (18X24X4) |  |  |  | 8 |  | 0 | 0 | July | 2026
B0054 CRU-3-3 Q | 001 | 000000039042 | 2026-07-12 00:14 | 1501001163 | FILTER, 18 X 24 X 4, PLEATED MDL 40 HI-CAP MERV 10 (18X24X4) | 1501001163 - FILTER, 18 X 24 X 4, PLEATED MDL 40 HI-CAP MERV 10 (18X24X4) |  |  |  | 8 |  | 0 | 0 | July | 2026
B0075 AHU-OA Q | 001 | 000000065062 | 2026-07-12 00:15 | 1501002237 | FILTER, 30/30, DUAL 9, HIGH-CAPACITY, MERV 9, 20X25X2 | 1501002237 - FILTER, 30/30, DUAL 9, HIGH-CAPACITY, MERV 9, 20X25X2 |  |  |  | 3 |  | 16.46 | 49.38 | July | 2026
B0075 AHU-OA Q | 001 | 000000065062 | 2026-07-12 00:15 | 1501002236 | FILTER, 30/30, DUAL 9, HIGH-CAPACITY, MERV 9, 16X25X2 | 1501002236 - FILTER, 30/30, DUAL 9, HIGH-CAPACITY, MERV 9, 16X25X2 |  |  |  | 3 |  | 0 | 0 | July | 2026
ERU MLY CHK MT1 | 001 | 000000111022 | 2026-07-12 00:25 | 1501001167 | FILTER, 12 X 20 X 2, PLEATED MDL 40 HI-CAP MERV 10 (12X20X2) | 1501001167 - FILTER, 12 X 20 X 2, PLEATED MDL 40 HI-CAP MERV 10 (12X20X2) |  |  |  | 2 |  | 3.92 | 7.84 | July | 2026
ERU MLY CHK MT1 | 001 | 000000111022 | 2026-07-12 00:25 | 1501001910 | FILTER, 20 X 25 X 2, PLEATED MDL 40 HI-CAP MERV 10 (20X25X2) | 1501001910 - FILTER, 20 X 25 X 2, PLEATED MDL 40 HI-CAP MERV 10 (20X25X2) |  |  |  | 4 |  | 0 | 0 | July | 2026
FCU-Q-1-Z1 | 001 | 000000330026 | 2026-07-12 00:26 | 1501001617 | FILTER, 20 X 24 X 1, PLEATED MDL 40 HI-CAP MERV 10 (20X24X1) | 1501001617 - FILTER, 20 X 24 X 1, PLEATED MDL 40 HI-CAP MERV 10 (20X24X1) |  |  |  | 1 |  | 7.5693 | 7.5693 | July | 2026
FCU-Q-1-Z1 | 001 | 000000330027 | 2026-07-12 00:26 | 1501002235 | FILTER, 30/30, DUAL 9, HIGH-CAPACITY, MERV 9, 16X20X2 | 1501002235 - FILTER, 30/30, DUAL 9, HIGH-CAPACITY, MERV 9, 16X20X2 |  |  |  | 2 |  | 0 | 0 | July | 2026
FCU-Q-1-Z1 | 001 | 000000330028 | 2026-07-12 00:26 | 1501002236 | FILTER, 30/30, DUAL 9, HIGH-CAPACITY, MERV 9, 16X25X2 | 1501002236 - FILTER, 30/30, DUAL 9, HIGH-CAPACITY, MERV 9, 16X25X2 |  |  |  | 1 |  | 0 | 0 | July | 2026
FCU-Q-1-Z1 | 001 | 000000330029 | 2026-07-12 00:26 | 1501002236 | FILTER, 30/30, DUAL 9, HIGH-CAPACITY, MERV 9, 16X25X2 | 1501002236 - FILTER, 30/30, DUAL 9, HIGH-CAPACITY, MERV 9, 16X25X2 |  |  |  | 1 |  | 0 | 0 | July | 2026
0051 FLT BW | 001 | 005102100000 | 2026-07-15 00:06 | 1501001121 | FILTER, 20 X 20 X 2, PLEATED MDL 40 STANDARD MERV 10 (20X20X2) | 1501001121 - FILTER, 20 X 20 X 2, PLEATED MDL 40 STANDARD MERV 10 (20X20X2) |  |  |  | 2 |  | 0 | 0 | July | 2026
0051 FLT BW | 001 | 005102120000 | 2026-07-15 00:06 | 1501001121 | FILTER, 20 X 20 X 2, PLEATED MDL 40 STANDARD MERV 10 (20X20X2) | 1501001121 - FILTER, 20 X 20 X 2, PLEATED MDL 40 STANDARD MERV 10 (20X20X2) |  |  |  | 2 |  | 0 | 0 | July | 2026
0051 FLT BW | 001 | 005102160000 | 2026-07-15 00:06 | 1501001121 | FILTER, 20 X 20 X 2, PLEATED MDL 40 STANDARD MERV 10 (20X20X2) | 1501001121 - FILTER, 20 X 20 X 2, PLEATED MDL 40 STANDARD MERV 10 (20X20X2) |  |  |  | 2 |  | 0 | 0 | July | 2026
0051 FLT BW | 001 | 005102200000 | 2026-07-15 00:06 | 1501001121 | FILTER, 20 X 20 X 2, PLEATED MDL 40 STANDARD MERV 10 (20X20X2) | 1501001121 - FILTER, 20 X 20 X 2, PLEATED MDL 40 STANDARD MERV 10 (20X20X2) |  |  |  | 3 |  | 0 | 0 | July | 2026
B0091 FCU Q | 001 | 000008091284 | 2026-07-15 00:16 | 1501001169 | FILTER, MERV 13, 16 X 20 X 2, PLEATED MDL 40 HI-CAP (16X20X2) | 1501001169 - FILTER, MERV 13, 16 X 20 X 2, PLEATED MDL 40 HI-CAP (16X20X2) |  |  |  | 2 |  | 0 | 0 | July | 2026
B0119T AHU21 S | 001 | 000000109003 | 2026-07-15 00:18 | 1501001125 | FILTER, 12 X 24 X 2, PLEATED MDL 40 HI-CAP MERV 10 (12X24X2) | 1501001125 - FILTER, 12 X 24 X 2, PLEATED MDL 40 HI-CAP MERV 10 (12X24X2) |  |  |  | 3 |  | 0 | 0 | July | 2026
B0119T AHU21 S | 001 | 000000109003 | 2026-07-15 00:18 | 1501001119 | FILTER, 24 X 24 X 2, PLEATED MDL 40 HI-CAP MERV 10 (24X24X2) | 1501001119 - FILTER, 24 X 24 X 2, PLEATED MDL 40 HI-CAP MERV 10 (24X24X2) |  |  |  | 3 |  | 0 | 0 | July | 2026
B0140 AHU2 Q | 001 | 000000124037 | 2026-07-15 00:19 | 1501001910 | FILTER, 20 X 25 X 2, PLEATED MDL 40 HI-CAP MERV 10 (20X25X2) | 1501001910 - FILTER, 20 X 25 X 2, PLEATED MDL 40 HI-CAP MERV 10 (20X25X2) |  |  |  | 4 |  | 0 | 0 | July | 2026
B0140 AHU3 Q | 001 | 000000124053 | 2026-07-15 00:19 | 1501001167 | FILTER, 12 X 20 X 2, PLEATED MDL 40 HI-CAP MERV 10 (12X20X2) | 1501001167 - FILTER, 12 X 20 X 2, PLEATED MDL 40 HI-CAP MERV 10 (12X20X2) |  |  |  | 2 |  | 3.92 | 7.84 | July | 2026
B0140 AHU3 Q | 001 | 000000124053 | 2026-07-15 00:19 | 1501001910 | FILTER, 20 X 25 X 2, PLEATED MDL 40 HI-CAP MERV 10 (20X25X2) | 1501001910 - FILTER, 20 X 25 X 2, PLEATED MDL 40 HI-CAP MERV 10 (20X25X2) |  |  |  | 2 |  | 0 | 0 | July | 2026
ERU SANL CHKMT1 | 001 | 000000081130 | 2026-07-19 00:25 | 1501002236 | FILTER, 30/30, DUAL 9, HIGH-CAPACITY, MERV 9, 16X25X2 | 1501002236 - FILTER, 30/30, DUAL 9, HIGH-CAPACITY, MERV 9, 16X25X2 |  |  |  | 7 |  | 0 | 0 | July | 2026
B0051 AHU12 Q | 001 | 000006093643 | 2026-07-20 00:13 | 1501001119 | FILTER, 24 X 24 X 2, PLEATED MDL 40 HI-CAP MERV 10 (24X24X2) | 1501001119 - FILTER, 24 X 24 X 2, PLEATED MDL 40 HI-CAP MERV 10 (24X24X2) |  |  |  | 2 |  | 0 | 0 | July | 2026
B0051 AHU12 Q | 001 | 000006093643 | 2026-07-20 00:13 | 1501001125 | FILTER, 12 X 24 X 2, PLEATED MDL 40 HI-CAP MERV 10 (12X24X2) | 1501001125 - FILTER, 12 X 24 X 2, PLEATED MDL 40 HI-CAP MERV 10 (12X24X2) |  |  |  | 2 |  | 0 | 0 | July | 2026
B0051 AHU6 Q | 001 | 000007091694 | 2026-07-20 00:13 | 1501001119 | FILTER, 24 X 24 X 2, PLEATED MDL 40 HI-CAP MERV 10 (24X24X2) | 1501001119 - FILTER, 24 X 24 X 2, PLEATED MDL 40 HI-CAP MERV 10 (24X24X2) |  |  |  | 6 |  | 0 | 0 | July | 2026
B0051 AHU7 Q | 001 | 000007091685 | 2026-07-20 00:13 | 1501001119 | FILTER, 24 X 24 X 2, PLEATED MDL 40 HI-CAP MERV 10 (24X24X2) | 1501001119 - FILTER, 24 X 24 X 2, PLEATED MDL 40 HI-CAP MERV 10 (24X24X2) |  |  |  | 6 |  | 0 | 0 | July | 2026
B0051 AHU7 Q | 001 | 000007091685 | 2026-07-20 00:13 | 1501002210 | FILTER, BAG, 24X24X12, MERV14A, CAMFIL 10P, 405619A12 | 1501002210 - FILTER, BAG, 24X24X12, MERV14A, CAMFIL 10P, 405619A12 |  |  |  | 6 |  | 0 | 0 | July | 2026
B0098 AHU-8 Q | 001 | 000000003007 | 2026-07-20 00:16 | 1501002234 | FILTER, 30/30, DUAL 9, HIGH-CAPACITY, MERV 9, 24X24X2 | 1501002234 - FILTER, 30/30, DUAL 9, HIGH-CAPACITY, MERV 9, 24X24X2 |  |  |  | 1 |  | 0 | 0 | July | 2026
B0119M AHU24 S | 001 | 000000108003 | 2026-07-20 00:18 | 1501001094 | FILTER, 20 X 24 X 2, PLEATED MDL 40 HI-CAP MERV 10 (20X24X2, 24X20X2, 24 X 20 X 2)) | 1501001094 - FILTER, 20 X 24 X 2, PLEATED MDL 40 HI-CAP MERV 10 (20X24X2, 24X20X2, 24 X 20 X 2)) |  |  |  | 6 |  | 0 | 0 | July | 2026
B0154 AHU-1 M1 | 001 | 000000129019 | 2026-07-20 00:20 | 1501002236 | FILTER, 30/30, DUAL 9, HIGH-CAPACITY, MERV 9, 16X25X2 | 1501002236 - FILTER, 30/30, DUAL 9, HIGH-CAPACITY, MERV 9, 16X25X2 |  |  |  | 12 |  | 0 | 0 | July | 2026
B0051 EF-28 | 001 | 000090002555 | 2026-07-21 00:13 | 1501001884 | FILTER, 10X18X1, PLEATED MDL 40 HI-CAP MERV 10 (10 X 18 X 1) | 1501001884 - FILTER, 10X18X1, PLEATED MDL 40 HI-CAP MERV 10 (10 X 18 X 1) |  |  |  | 6 |  | 0 | 0 | July | 2026
B0140 ERU-1 SA | 001 | 000000124022 | 2026-07-22 00:19 | 1501001910 | FILTER, 20 X 25 X 2, PLEATED MDL 40 HI-CAP MERV 10 (20X25X2) | 1501001910 - FILTER, 20 X 25 X 2, PLEATED MDL 40 HI-CAP MERV 10 (20X25X2) |  |  |  | 4 |  | 0 | 0 | July | 2026
B0140 ERU-3 M1 | 001 | 000000124054 | 2026-07-22 00:19 | 1501001167 | FILTER, 12 X 20 X 2, PLEATED MDL 40 HI-CAP MERV 10 (12X20X2) | 1501001167 - FILTER, 12 X 20 X 2, PLEATED MDL 40 HI-CAP MERV 10 (12X20X2) |  |  |  | 2 |  | 3.92 | 7.84 | July | 2026
B0140 ERU-3 M1 | 001 | 000000124054 | 2026-07-22 00:19 | 1501001910 | FILTER, 20 X 25 X 2, PLEATED MDL 40 HI-CAP MERV 10 (20X25X2) | 1501001910 - FILTER, 20 X 25 X 2, PLEATED MDL 40 HI-CAP MERV 10 (20X25X2) |  |  |  | 2 |  | 0 | 0 | July | 2026
B0119M AHU11 S | 001 | 000000108002 | 2026-07-26 00:18 | 1501002231 | FILTER, 30/30, DUAL 9, HIGH-CAPACITY, MERV 9, 12X24X2 | 1501002231 - FILTER, 30/30, DUAL 9, HIGH-CAPACITY, MERV 9, 12X24X2 |  |  |  | 2 |  | 0 | 0 | July | 2026
B0119M AHU11 S | 001 | 000000108002 | 2026-07-26 00:18 | 1501002234 | FILTER, 30/30, DUAL 9, HIGH-CAPACITY, MERV 9, 24X24X2 | 1501002234 - FILTER, 30/30, DUAL 9, HIGH-CAPACITY, MERV 9, 24X24X2 |  |  |  | 6 |  | 0 | 0 | July | 2026
B0119T AHU23 S | 001 | 000000109005 | 2026-07-26 00:18 | 1501002202 | FILTER, BAG, 24X12X12, HEIGHT X WIDTH X DEPTH, (VERTICAL CONFIGURATION), MERV14A, CAMFIL 5P, 405619C12 | 1501002202 - FILTER, BAG, 24X12X12, HEIGHT X WIDTH X DEPTH, (VERTICAL CONFIGURATION), MERV14A, CAMFIL 5P, 405619C12 |  |  |  | 3 |  | 0 | 0 | July | 2026
B0119T AHU23 S | 001 | 000000109005 | 2026-07-26 00:18 | 1501002208 | FILTER, BAG, 24X20X12, HEIGHT X WIDTH X DEPTH, (VERTICAL CONFIGURATION), MERV14A, CAMFIL 8P, 405619B12 (REPLACES 1501003005) | 1501002208 - FILTER, BAG, 24X20X12, HEIGHT X WIDTH X DEPTH, (VERTICAL CONFIGURATION), MERV14A, CAMFIL 8P, 405619B12 (REPLACES 1501003005) |  |  |  | 1 |  | 0 | 0 | July | 2026
B0078 DAHU1 Q | 001 | 000003090009 | 2026-07-27 00:15 | 1501001881 | FILTER, 22 X 24 X 1, PLEATED MDL 40 HI-CAP MERV 10 (22X24X1) | 1501001881 - FILTER, 22 X 24 X 1, PLEATED MDL 40 HI-CAP MERV 10 (22X24X1) |  |  |  | 1 |  | 0 | 0 | July | 2026
B0119M AHU15 S | 001 | 000000108085 | 2026-07-27 00:18 | 1501001119 | FILTER, 24 X 24 X 2, PLEATED MDL 40 HI-CAP MERV 10 (24X24X2) | 1501001119 - FILTER, 24 X 24 X 2, PLEATED MDL 40 HI-CAP MERV 10 (24X24X2) |  |  |  | 2 |  | 0 | 0 | July | 2026
B0119T AHU22 S | 001 | 000000109004 | 2026-07-27 00:18 | 1501002210 | FILTER, BAG, 24X24X12, MERV14A, CAMFIL 10P, 405619A12 | 1501002210 - FILTER, BAG, 24X24X12, MERV14A, CAMFIL 10P, 405619A12 |  |  |  | 6 |  | 0 | 0 | July | 2026
0119-FTU-A | 001 | 000000108050 | 2026-07-28 00:07 | 1501001139 | FILTER, 16 X 20 X 1, PLEATED MDL 40 HI-CAP MERV 10 (16X20X1) (ACTUAL SIZE: 15-1/2"X19-1/2"X3/4") | 1501001139 - FILTER, 16 X 20 X 1, PLEATED MDL 40 HI-CAP MERV 10 (16X20X1) (ACTUAL SIZE: 15-1/2"X19-1/2"X3/4") |  |  |  | 1 |  | 0 | 0 | July | 2026
0119-FTU-A | 001 | 000000108051 | 2026-07-28 00:07 | 1501001139 | FILTER, 16 X 20 X 1, PLEATED MDL 40 HI-CAP MERV 10 (16X20X1) (ACTUAL SIZE: 15-1/2"X19-1/2"X3/4") | 1501001139 - FILTER, 16 X 20 X 1, PLEATED MDL 40 HI-CAP MERV 10 (16X20X1) (ACTUAL SIZE: 15-1/2"X19-1/2"X3/4") |  |  |  | 1 |  | 0 | 0 | July | 2026
0119-FTU-A | 001 | 000000108052 | 2026-07-28 00:07 | 1501001133 | FILTER, 20 X 20 X 1, PLEATED MDL 40 STANDARD MERV 10 (20X20X1) | 1501001133 - FILTER, 20 X 20 X 1, PLEATED MDL 40 STANDARD MERV 10 (20X20X1) |  |  |  | 1 |  | 0 | 0 | July | 2026
0119-FTU-A | 001 | 000000108053 | 2026-07-28 00:07 | 1501001139 | FILTER, 16 X 20 X 1, PLEATED MDL 40 HI-CAP MERV 10 (16X20X1) (ACTUAL SIZE: 15-1/2"X19-1/2"X3/4") | 1501001139 - FILTER, 16 X 20 X 1, PLEATED MDL 40 HI-CAP MERV 10 (16X20X1) (ACTUAL SIZE: 15-1/2"X19-1/2"X3/4") |  |  |  | 1 |  | 0 | 0 | July | 2026
0119-FTU-A | 001 | 000000108054 | 2026-07-28 00:07 | 1501001139 | FILTER, 16 X 20 X 1, PLEATED MDL 40 HI-CAP MERV 10 (16X20X1) (ACTUAL SIZE: 15-1/2"X19-1/2"X3/4") | 1501001139 - FILTER, 16 X 20 X 1, PLEATED MDL 40 HI-CAP MERV 10 (16X20X1) (ACTUAL SIZE: 15-1/2"X19-1/2"X3/4") |  |  |  | 1 |  | 0 | 0 | July | 2026
0119-FTU-A | 001 | 000000108055 | 2026-07-28 00:07 | 1501001133 | FILTER, 20 X 20 X 1, PLEATED MDL 40 STANDARD MERV 10 (20X20X1) | 1501001133 - FILTER, 20 X 20 X 1, PLEATED MDL 40 STANDARD MERV 10 (20X20X1) |  |  |  | 1 |  | 0 | 0 | July | 2026
0119-FTU-A | 001 | 000000108056 | 2026-07-28 00:07 | 1501001139 | FILTER, 16 X 20 X 1, PLEATED MDL 40 HI-CAP MERV 10 (16X20X1) (ACTUAL SIZE: 15-1/2"X19-1/2"X3/4") | 1501001139 - FILTER, 16 X 20 X 1, PLEATED MDL 40 HI-CAP MERV 10 (16X20X1) (ACTUAL SIZE: 15-1/2"X19-1/2"X3/4") |  |  |  | 1 |  | 0 | 0 | July | 2026
0119-FTU-A | 001 | 000000108057 | 2026-07-28 00:07 | 1501001139 | FILTER, 16 X 20 X 1, PLEATED MDL 40 HI-CAP MERV 10 (16X20X1) (ACTUAL SIZE: 15-1/2"X19-1/2"X3/4") | 1501001139 - FILTER, 16 X 20 X 1, PLEATED MDL 40 HI-CAP MERV 10 (16X20X1) (ACTUAL SIZE: 15-1/2"X19-1/2"X3/4") |  |  |  | 1 |  | 0 | 0 | July | 2026
0119-FTU-A | 001 | 000000108058 | 2026-07-28 00:07 | 1501001139 | FILTER, 16 X 20 X 1, PLEATED MDL 40 HI-CAP MERV 10 (16X20X1) (ACTUAL SIZE: 15-1/2"X19-1/2"X3/4") | 1501001139 - FILTER, 16 X 20 X 1, PLEATED MDL 40 HI-CAP MERV 10 (16X20X1) (ACTUAL SIZE: 15-1/2"X19-1/2"X3/4") |  |  |  | 1 |  | 0 | 0 | July | 2026
0119-FTU-A | 001 | 000000108059 | 2026-07-28 00:07 | 1501001133 | FILTER, 20 X 20 X 1, PLEATED MDL 40 STANDARD MERV 10 (20X20X1) | 1501001133 - FILTER, 20 X 20 X 1, PLEATED MDL 40 STANDARD MERV 10 (20X20X1) |  |  |  | 1 |  | 0 | 0 | July | 2026
0119-FTU-A | 001 | 000000108060 | 2026-07-28 00:07 | 1501001139 | FILTER, 16 X 20 X 1, PLEATED MDL 40 HI-CAP MERV 10 (16X20X1) (ACTUAL SIZE: 15-1/2"X19-1/2"X3/4") | 1501001139 - FILTER, 16 X 20 X 1, PLEATED MDL 40 HI-CAP MERV 10 (16X20X1) (ACTUAL SIZE: 15-1/2"X19-1/2"X3/4") |  |  |  | 1 |  | 0 | 0 | July | 2026
0119-FTU-A | 001 | 000000108061 | 2026-07-28 00:07 | 1501001139 | FILTER, 16 X 20 X 1, PLEATED MDL 40 HI-CAP MERV 10 (16X20X1) (ACTUAL SIZE: 15-1/2"X19-1/2"X3/4") | 1501001139 - FILTER, 16 X 20 X 1, PLEATED MDL 40 HI-CAP MERV 10 (16X20X1) (ACTUAL SIZE: 15-1/2"X19-1/2"X3/4") |  |  |  | 1 |  | 0 | 0 | July | 2026
B0140 ERU-2 SA | 001 | 000000124038 | 2026-07-28 00:19 | 1501001910 | FILTER, 20 X 25 X 2, PLEATED MDL 40 HI-CAP MERV 10 (20X25X2) | 1501001910 - FILTER, 20 X 25 X 2, PLEATED MDL 40 HI-CAP MERV 10 (20X25X2) |  |  |  | 4 |  | 0 | 0 | July | 2026
B0054 AHU S | 001 | 000007092006 | 2026-08-02 00:14 | 1501002234 | FILTER, 30/30, DUAL 9, HIGH-CAPACITY, MERV 9, 24X24X2 | 1501002234 - FILTER, 30/30, DUAL 9, HIGH-CAPACITY, MERV 9, 24X24X2 |  |  |  | 8 |  | 0 | 0 | August | 2026
B0054 AHU S | 001 | 000007092007 | 2026-08-02 00:14 | 1501003032 | FILTER, 24 X 24 X 4, MERV 14, (24X24X4) | 1501003032 - FILTER, 24 X 24 X 4, MERV 14, (24X24X4) |  |  |  | 8 |  | 57.3661 | 458.9288 | August | 2026
B0054 AHU S | 001 | 000007092008 | 2026-08-02 00:14 | 1501003032 | FILTER, 24 X 24 X 4, MERV 14, (24X24X4) | 1501003032 - FILTER, 24 X 24 X 4, MERV 14, (24X24X4) |  |  |  | 8 |  | 57.3661 | 458.9288 | August | 2026
B0054 AHU S | 001 | 000007092006 | 2026-08-02 00:14 | 1501003032 | FILTER, 24 X 24 X 4, MERV 14, (24X24X4) | 1501003032 - FILTER, 24 X 24 X 4, MERV 14, (24X24X4) |  |  |  | 8 |  | 57.3661 | 458.9288 | August | 2026
B0054 AHU S | 001 | 000007092007 | 2026-08-02 00:14 | 1501002234 | FILTER, 30/30, DUAL 9, HIGH-CAPACITY, MERV 9, 24X24X2 | 1501002234 - FILTER, 30/30, DUAL 9, HIGH-CAPACITY, MERV 9, 24X24X2 |  |  |  | 8 |  | 0 | 0 | August | 2026
B0054 AHU S | 001 | 000007092008 | 2026-08-02 00:14 | 1501002234 | FILTER, 30/30, DUAL 9, HIGH-CAPACITY, MERV 9, 24X24X2 | 1501002234 - FILTER, 30/30, DUAL 9, HIGH-CAPACITY, MERV 9, 24X24X2 |  |  |  | 8 |  | 0 | 0 | August | 2026
B0123 OAHU1 A | 001 | 000002000174 | 2026-08-02 00:18 | 1501002247 | FILTER, 30/30, DUAL 9, HIGH-CAPACITY, MERV 9, 24X24X4 | 1501002247 - FILTER, 30/30, DUAL 9, HIGH-CAPACITY, MERV 9, 24X24X4 |  |  |  | 5 |  | 0 | 0 | August | 2026
B0123 OAHU1 A | 001 | 000002000174 | 2026-08-02 00:18 | 1501002239 | FILTER, 30/30, DUAL 9, HIGH-CAPACITY, MERV 9, 12X24X4 | 1501002239 - FILTER, 30/30, DUAL 9, HIGH-CAPACITY, MERV 9, 12X24X4 |  |  |  | 3 |  | 21.2707 | 63.8121 | August | 2026
0045 FTU Q-11 | 001 | 000000031093 | 2026-08-03 00:05 | 1501001250 | FILTER, 14 X 24 X 1, PLEATED MDL 40 HI-CAP MERV 10 (14X24X1) | 1501001250 - FILTER, 14 X 24 X 1, PLEATED MDL 40 HI-CAP MERV 10 (14X24X1) |  |  |  | 1 |  | 0 | 0 | August | 2026
0045 FTU Q-11 | 001 | 000000031094 | 2026-08-03 00:05 | 1501001250 | FILTER, 14 X 24 X 1, PLEATED MDL 40 HI-CAP MERV 10 (14X24X1) | 1501001250 - FILTER, 14 X 24 X 1, PLEATED MDL 40 HI-CAP MERV 10 (14X24X1) |  |  |  | 1 |  | 0 | 0 | August | 2026
0045 FTU Q-11 | 001 | 000000031096 | 2026-08-03 00:05 | 1501001250 | FILTER, 14 X 24 X 1, PLEATED MDL 40 HI-CAP MERV 10 (14X24X1) | 1501001250 - FILTER, 14 X 24 X 1, PLEATED MDL 40 HI-CAP MERV 10 (14X24X1) |  |  |  | 1 |  | 0 | 0 | August | 2026
0045 FTU Q-11 | 001 | 000000031097 | 2026-08-03 00:05 | 1501001250 | FILTER, 14 X 24 X 1, PLEATED MDL 40 HI-CAP MERV 10 (14X24X1) | 1501001250 - FILTER, 14 X 24 X 1, PLEATED MDL 40 HI-CAP MERV 10 (14X24X1) |  |  |  | 1 |  | 0 | 0 | August | 2026
0045 FTU Q-11 | 001 | 000000031098 | 2026-08-03 00:05 | 1501001250 | FILTER, 14 X 24 X 1, PLEATED MDL 40 HI-CAP MERV 10 (14X24X1) | 1501001250 - FILTER, 14 X 24 X 1, PLEATED MDL 40 HI-CAP MERV 10 (14X24X1) |  |  |  | 1 |  | 0 | 0 | August | 2026
0045 FTU Q-11 | 001 | 000000031100 | 2026-08-03 00:05 | 1501001250 | FILTER, 14 X 24 X 1, PLEATED MDL 40 HI-CAP MERV 10 (14X24X1) | 1501001250 - FILTER, 14 X 24 X 1, PLEATED MDL 40 HI-CAP MERV 10 (14X24X1) |  |  |  | 1 |  | 0 | 0 | August | 2026
0045 FTU Q-11 | 001 | 000000031101 | 2026-08-03 00:05 | 1501001250 | FILTER, 14 X 24 X 1, PLEATED MDL 40 HI-CAP MERV 10 (14X24X1) | 1501001250 - FILTER, 14 X 24 X 1, PLEATED MDL 40 HI-CAP MERV 10 (14X24X1) |  |  |  | 1 |  | 0 | 0 | August | 2026
B0051 AHU11 M | 001 | 000000034012 | 2026-08-03 00:13 | 1501001175 | FILTER, MERV 13, 16 X 25 X 4, PLEATED MDL 40 HI-CAP (16X25X4) | 1501001175 - FILTER, MERV 13, 16 X 25 X 4, PLEATED MDL 40 HI-CAP (16X25X4) |  |  |  | 2 |  | 0 | 0 | August | 2026
B0051 AHU11 M | 001 | 000000034012 | 2026-08-03 00:13 | 1501001207 | FILTER, MERV 13, 16 X 20 X 4, PLEATED MDL 40 HI-CAP (16X20X4) | 1501001207 - FILTER, MERV 13, 16 X 20 X 4, PLEATED MDL 40 HI-CAP (16X20X4) |  |  |  | 4 |  | 0 | 0 | August | 2026
B0098 AHU-9 Q | 001 | 000000003008 | 2026-08-03 00:16 | 1501002234 | FILTER, 30/30, DUAL 9, HIGH-CAPACITY, MERV 9, 24X24X2 | 1501002234 - FILTER, 30/30, DUAL 9, HIGH-CAPACITY, MERV 9, 24X24X2 |  |  |  | 4 |  | 0 | 0 | August | 2026
B0154 DAHU-2 Q | 001 | 000000129069 | 2026-08-03 00:20 | 1501001139 | FILTER, 16 X 20 X 1, PLEATED MDL 40 HI-CAP MERV 10 (16X20X1) (ACTUAL SIZE: 15-1/2"X19-1/2"X3/4") | 1501001139 - FILTER, 16 X 20 X 1, PLEATED MDL 40 HI-CAP MERV 10 (16X20X1) (ACTUAL SIZE: 15-1/2"X19-1/2"X3/4") |  |  |  | 1 |  | 0 | 0 | August | 2026
0045 FTU Q-13 | 001 | 000000031118 | 2026-08-04 00:06 | 1501001250 | FILTER, 14 X 24 X 1, PLEATED MDL 40 HI-CAP MERV 10 (14X24X1) | 1501001250 - FILTER, 14 X 24 X 1, PLEATED MDL 40 HI-CAP MERV 10 (14X24X1) |  |  |  | 1 |  | 0 | 0 | August | 2026
0045 FTU Q-13 | 001 | 000000031119 | 2026-08-04 00:06 | 1501001250 | FILTER, 14 X 24 X 1, PLEATED MDL 40 HI-CAP MERV 10 (14X24X1) | 1501001250 - FILTER, 14 X 24 X 1, PLEATED MDL 40 HI-CAP MERV 10 (14X24X1) |  |  |  | 1 |  | 0 | 0 | August | 2026
0045 FTU Q-13 | 001 | 000000031120 | 2026-08-04 00:06 | 1501001250 | FILTER, 14 X 24 X 1, PLEATED MDL 40 HI-CAP MERV 10 (14X24X1) | 1501001250 - FILTER, 14 X 24 X 1, PLEATED MDL 40 HI-CAP MERV 10 (14X24X1) |  |  |  | 1 |  | 0 | 0 | August | 2026
0045 FTU Q-13 | 001 | 000000031132 | 2026-08-04 00:06 | 1501001250 | FILTER, 14 X 24 X 1, PLEATED MDL 40 HI-CAP MERV 10 (14X24X1) | 1501001250 - FILTER, 14 X 24 X 1, PLEATED MDL 40 HI-CAP MERV 10 (14X24X1) |  |  |  | 1 |  | 0 | 0 | August | 2026
0045 FTU Q-13 | 001 | 000000031133 | 2026-08-04 00:06 | 1501001250 | FILTER, 14 X 24 X 1, PLEATED MDL 40 HI-CAP MERV 10 (14X24X1) | 1501001250 - FILTER, 14 X 24 X 1, PLEATED MDL 40 HI-CAP MERV 10 (14X24X1) |  |  |  | 1 |  | 0 | 0 | August | 2026
0045 FTU Q-13 | 001 | 000000031134 | 2026-08-04 00:06 | 1501001250 | FILTER, 14 X 24 X 1, PLEATED MDL 40 HI-CAP MERV 10 (14X24X1) | 1501001250 - FILTER, 14 X 24 X 1, PLEATED MDL 40 HI-CAP MERV 10 (14X24X1) |  |  |  | 1 |  | 0 | 0 | August | 2026
0045 FTU Q-13 | 001 | 000000031135 | 2026-08-04 00:06 | 1501001250 | FILTER, 14 X 24 X 1, PLEATED MDL 40 HI-CAP MERV 10 (14X24X1) | 1501001250 - FILTER, 14 X 24 X 1, PLEATED MDL 40 HI-CAP MERV 10 (14X24X1) |  |  |  | 1 |  | 0 | 0 | August | 2026
0045 FTU Q-13 | 001 | 000000031137 | 2026-08-04 00:06 | 1501001250 | FILTER, 14 X 24 X 1, PLEATED MDL 40 HI-CAP MERV 10 (14X24X1) | 1501001250 - FILTER, 14 X 24 X 1, PLEATED MDL 40 HI-CAP MERV 10 (14X24X1) |  |  |  | 1 |  | 0 | 0 | August | 2026
0051 FLT BW | 001 | 005102100000 | 2026-08-05 00:06 | 1501001121 | FILTER, 20 X 20 X 2, PLEATED MDL 40 STANDARD MERV 10 (20X20X2) | 1501001121 - FILTER, 20 X 20 X 2, PLEATED MDL 40 STANDARD MERV 10 (20X20X2) |  |  |  | 2 |  | 0 | 0 | August | 2026
0051 FLT BW | 001 | 005102120000 | 2026-08-05 00:06 | 1501001121 | FILTER, 20 X 20 X 2, PLEATED MDL 40 STANDARD MERV 10 (20X20X2) | 1501001121 - FILTER, 20 X 20 X 2, PLEATED MDL 40 STANDARD MERV 10 (20X20X2) |  |  |  | 2 |  | 0 | 0 | August | 2026
0051 FLT BW | 001 | 005102160000 | 2026-08-05 00:06 | 1501001121 | FILTER, 20 X 20 X 2, PLEATED MDL 40 STANDARD MERV 10 (20X20X2) | 1501001121 - FILTER, 20 X 20 X 2, PLEATED MDL 40 STANDARD MERV 10 (20X20X2) |  |  |  | 2 |  | 0 | 0 | August | 2026
0051 FLT BW | 001 | 005102200000 | 2026-08-05 00:06 | 1501001121 | FILTER, 20 X 20 X 2, PLEATED MDL 40 STANDARD MERV 10 (20X20X2) | 1501001121 - FILTER, 20 X 20 X 2, PLEATED MDL 40 STANDARD MERV 10 (20X20X2) |  |  |  | 3 |  | 0 | 0 | August | 2026
B0051 AHU1 Q | 001 | 000007091672 | 2026-08-05 00:13 | 1501002231 | FILTER, 30/30, DUAL 9, HIGH-CAPACITY, MERV 9, 12X24X2 | 1501002231 - FILTER, 30/30, DUAL 9, HIGH-CAPACITY, MERV 9, 12X24X2 |  |  |  | 2 |  | 0 | 0 | August | 2026
B0051 AHU1 Q | 001 | 000007091672 | 2026-08-05 00:13 | 1501002232 | FILTER, 30/30, DUAL 9, HIGH-CAPACITY, MERV 9, 20X20X2 | 1501002232 - FILTER, 30/30, DUAL 9, HIGH-CAPACITY, MERV 9, 20X20X2 |  |  |  | 3 |  | 0 | 0 | August | 2026
B0051 AHU2 Q | 001 | 000007091674 | 2026-08-05 00:13 | 1501002232 | FILTER, 30/30, DUAL 9, HIGH-CAPACITY, MERV 9, 20X20X2 | 1501002232 - FILTER, 30/30, DUAL 9, HIGH-CAPACITY, MERV 9, 20X20X2 |  |  |  | 2 |  | 0 | 0 | August | 2026
B0051 AHU2 Q | 001 | 000007091674 | 2026-08-05 00:13 | 1501001176 | FILTER, MERV 13, 20 X 20 X 4, PLEATED MDL 40 HI-CAP (20X20X4) | 1501001176 - FILTER, MERV 13, 20 X 20 X 4, PLEATED MDL 40 HI-CAP (20X20X4) |  |  |  | 2 |  | 20.58 | 41.16 | August | 2026
B0090 AHU-1A A | 001 | 000000077002 | 2026-08-05 00:16 | 1501001314 | BELT, #5VX450 | 1501001314 - BELT, #5VX450 |  |  |  | 2 |  | 14.18 | 28.36 | August | 2026
B0090 AHU-1A A | 001 | 000000077002 | 2026-08-05 00:16 | 1501002210 | FILTER, BAG, 24X24X12, MERV14A, CAMFIL 10P, 405619A12 | 1501002210 - FILTER, BAG, 24X24X12, MERV14A, CAMFIL 10P, 405619A12 |  |  |  | 3 |  | 0 | 0 | August | 2026
B0090 AHU-1A A | 001 | 000000077002 | 2026-08-05 00:16 | 1501002202 | FILTER, BAG, 24X12X12, HEIGHT X WIDTH X DEPTH, (VERTICAL CONFIGURATION), MERV14A, CAMFIL 5P, 405619C12 | 1501002202 - FILTER, BAG, 24X12X12, HEIGHT X WIDTH X DEPTH, (VERTICAL CONFIGURATION), MERV14A, CAMFIL 5P, 405619C12 |  |  |  | 3 |  | 0 | 0 | August | 2026
B0090 AHU-1A A | 001 | 000000077002 | 2026-08-05 00:16 | 1501002231 | FILTER, 30/30, DUAL 9, HIGH-CAPACITY, MERV 9, 12X24X2 | 1501002231 - FILTER, 30/30, DUAL 9, HIGH-CAPACITY, MERV 9, 12X24X2 |  |  |  | 3 |  | 0 | 0 | August | 2026
B0090 AHU-1A A | 001 | 000000077002 | 2026-08-05 00:16 | 1501002234 | FILTER, 30/30, DUAL 9, HIGH-CAPACITY, MERV 9, 24X24X2 | 1501002234 - FILTER, 30/30, DUAL 9, HIGH-CAPACITY, MERV 9, 24X24X2 |  |  |  | 3 |  | 0 | 0 | August | 2026
B0090 AHU-1A A | 001 | 000000077002 | 2026-08-05 00:16 | 1501001119 | FILTER, 24 X 24 X 2, PLEATED MDL 40 HI-CAP MERV 10 (24X24X2) | 1501001119 - FILTER, 24 X 24 X 2, PLEATED MDL 40 HI-CAP MERV 10 (24X24X2) |  |  |  | 4 |  | 0 | 0 | August | 2026
B0090 AHU-1B A | 001 | 000000077008 | 2026-08-05 00:16 | 1501001316 | BELT, #5VX490 | 1501001316 - BELT, #5VX490 |  |  |  | 2 |  | 16.0625 | 32.125 | August | 2026
B0090 AHU-1B A | 001 | 000000077008 | 2026-08-05 00:16 | 1501002204 | FILTER, BAG, 20X20X12, MERV14A, CAMFIL 8P, 405619D12 (REPLACES 1501001202) | 1501002204 - FILTER, BAG, 20X20X12, MERV14A, CAMFIL 8P, 405619D12 (REPLACES 1501001202) |  |  |  | 4 |  | 0 | 0 | August | 2026
B0090 AHU-1B A | 001 | 000000077008 | 2026-08-05 00:16 | 1501002206 | FILTER, BAG, 20X24X12, HEIGHT X WIDTH X DEPTH, (HORIZONTAL CONFIGURATION), MERV14A, CAMFIL 10P, 405619E12 (REPLACES 1501003005) | 1501002206 - FILTER, BAG, 20X24X12, HEIGHT X WIDTH X DEPTH, (HORIZONTAL CONFIGURATION), MERV14A, CAMFIL 10P, 405619E12 (REPLACES 1501003005) |  |  |  | 4 |  | 0 | 0 | August | 2026
B0090 AHU-1B A | 001 | 000000077008 | 2026-08-05 00:16 | 1501001119 | FILTER, 24 X 24 X 2, PLEATED MDL 40 HI-CAP MERV 10 (24X24X2) | 1501001119 - FILTER, 24 X 24 X 2, PLEATED MDL 40 HI-CAP MERV 10 (24X24X2) |  |  |  | 8 |  | 0 | 0 | August | 2026
B0090 AHU-2A A | 001 | 000000077041 | 2026-08-05 00:16 | 1501001320 | BELT, #5VX550 | 1501001320 - BELT, #5VX550 |  |  |  | 2 |  | 0 | 0 | August | 2026
B0090 AHU-2A A | 001 | 000000077041 | 2026-08-05 00:16 | 1501002206 | FILTER, BAG, 20X24X12, HEIGHT X WIDTH X DEPTH, (HORIZONTAL CONFIGURATION), MERV14A, CAMFIL 10P, 405619E12 (REPLACES 1501003005) | 1501002206 - FILTER, BAG, 20X24X12, HEIGHT X WIDTH X DEPTH, (HORIZONTAL CONFIGURATION), MERV14A, CAMFIL 10P, 405619E12 (REPLACES 1501003005) |  |  |  | 4 |  | 0 | 0 | August | 2026
B0090 AHU-2A A | 001 | 000000077041 | 2026-08-05 00:16 | 1501002210 | FILTER, BAG, 24X24X12, MERV14A, CAMFIL 10P, 405619A12 | 1501002210 - FILTER, BAG, 24X24X12, MERV14A, CAMFIL 10P, 405619A12 |  |  |  | 4 |  | 0 | 0 | August | 2026
B0090 AHU-2A A | 001 | 000000077041 | 2026-08-05 00:16 | 1501001119 | FILTER, 24 X 24 X 2, PLEATED MDL 40 HI-CAP MERV 10 (24X24X2) | 1501001119 - FILTER, 24 X 24 X 2, PLEATED MDL 40 HI-CAP MERV 10 (24X24X2) |  |  |  | 8 |  | 0 | 0 | August | 2026
B0090 AHU-2B A | 001 | 000000077049 | 2026-08-05 00:16 | 1501001400 | BELT, #BX-47, BX47 (COG TYPE) | 1501001400 - BELT, #BX-47, BX47 (COG TYPE) |  |  |  | 3 |  | 11.2472 | 33.7416 | August | 2026
B0090 AHU-2B A | 001 | 000000077049 | 2026-08-05 00:16 | 1501002204 | FILTER, BAG, 20X20X12, MERV14A, CAMFIL 8P, 405619D12 (REPLACES 1501001202) | 1501002204 - FILTER, BAG, 20X20X12, MERV14A, CAMFIL 8P, 405619D12 (REPLACES 1501001202) |  |  |  | 4 |  | 0 | 0 | August | 2026
B0090 AHU-2B A | 001 | 000000077049 | 2026-08-05 00:16 | 1501002206 | FILTER, BAG, 20X24X12, HEIGHT X WIDTH X DEPTH, (HORIZONTAL CONFIGURATION), MERV14A, CAMFIL 10P, 405619E12 (REPLACES 1501003005) | 1501002206 - FILTER, BAG, 20X24X12, HEIGHT X WIDTH X DEPTH, (HORIZONTAL CONFIGURATION), MERV14A, CAMFIL 10P, 405619E12 (REPLACES 1501003005) |  |  |  | 4 |  | 0 | 0 | August | 2026
B0090 AHU-2B A | 001 | 000000077049 | 2026-08-05 00:16 | 1501002234 | FILTER, 30/30, DUAL 9, HIGH-CAPACITY, MERV 9, 24X24X2 | 1501002234 - FILTER, 30/30, DUAL 9, HIGH-CAPACITY, MERV 9, 24X24X2 |  |  |  | 8 |  | 0 | 0 | August | 2026
B0090 AHU-2B A | 001 | 000000077049 | 2026-08-05 00:16 | 1501002233 | FILTER, 30/30, DUAL 9, HIGH-CAPACITY, MERV 9, 20X24X2 | 1501002233 - FILTER, 30/30, DUAL 9, HIGH-CAPACITY, MERV 9, 20X24X2 |  |  |  | 4 |  | 0 | 0 | August | 2026
B0090 AHU-3A A | 001 | 000000077088 | 2026-08-05 00:16 | 1501001321 | BELT, #5VX570 | 1501001321 - BELT, #5VX570 |  |  |  | 2 |  | 17.6145 | 35.229 | August | 2026
B0090 AHU-3A A | 001 | 000000077088 | 2026-08-05 00:16 | 1501002210 | FILTER, BAG, 24X24X12, MERV14A, CAMFIL 10P, 405619A12 | 1501002210 - FILTER, BAG, 24X24X12, MERV14A, CAMFIL 10P, 405619A12 |  |  |  | 8 |  | 0 | 0 | August | 2026
B0090 AHU-3A A | 001 | 000000077088 | 2026-08-05 00:16 | 1501001119 | FILTER, 24 X 24 X 2, PLEATED MDL 40 HI-CAP MERV 10 (24X24X2) | 1501001119 - FILTER, 24 X 24 X 2, PLEATED MDL 40 HI-CAP MERV 10 (24X24X2) |  |  |  | 12 |  | 0 | 0 | August | 2026
0045 FTU Q-8 | 001 | 000000031216 | 2026-08-09 00:06 | 1501001250 | FILTER, 14 X 24 X 1, PLEATED MDL 40 HI-CAP MERV 10 (14X24X1) | 1501001250 - FILTER, 14 X 24 X 1, PLEATED MDL 40 HI-CAP MERV 10 (14X24X1) |  |  |  | 1 |  | 0 | 0 | August | 2026
0045 FTU Q-8 | 001 | 000000031218 | 2026-08-09 00:06 | 1501001250 | FILTER, 14 X 24 X 1, PLEATED MDL 40 HI-CAP MERV 10 (14X24X1) | 1501001250 - FILTER, 14 X 24 X 1, PLEATED MDL 40 HI-CAP MERV 10 (14X24X1) |  |  |  | 1 |  | 0 | 0 | August | 2026
0045 FTU Q-8 | 001 | 000000031221 | 2026-08-09 00:06 | 1501001250 | FILTER, 14 X 24 X 1, PLEATED MDL 40 HI-CAP MERV 10 (14X24X1) | 1501001250 - FILTER, 14 X 24 X 1, PLEATED MDL 40 HI-CAP MERV 10 (14X24X1) |  |  |  | 1 |  | 0 | 0 | August | 2026
0045 FTU Q-8 | 001 | 000000031222 | 2026-08-09 00:06 | 1501001250 | FILTER, 14 X 24 X 1, PLEATED MDL 40 HI-CAP MERV 10 (14X24X1) | 1501001250 - FILTER, 14 X 24 X 1, PLEATED MDL 40 HI-CAP MERV 10 (14X24X1) |  |  |  | 1 |  | 0 | 0 | August | 2026
0045 FTU Q-8 | 001 | 000000031223 | 2026-08-09 00:06 | 1501001250 | FILTER, 14 X 24 X 1, PLEATED MDL 40 HI-CAP MERV 10 (14X24X1) | 1501001250 - FILTER, 14 X 24 X 1, PLEATED MDL 40 HI-CAP MERV 10 (14X24X1) |  |  |  | 1 |  | 0 | 0 | August | 2026
0045 FTU Q-8 | 001 | 000000031224 | 2026-08-09 00:06 | 1501001250 | FILTER, 14 X 24 X 1, PLEATED MDL 40 HI-CAP MERV 10 (14X24X1) | 1501001250 - FILTER, 14 X 24 X 1, PLEATED MDL 40 HI-CAP MERV 10 (14X24X1) |  |  |  | 1 |  | 0 | 0 | August | 2026
0045 FTU Q-8 | 001 | 000000031225 | 2026-08-09 00:06 | 1501001250 | FILTER, 14 X 24 X 1, PLEATED MDL 40 HI-CAP MERV 10 (14X24X1) | 1501001250 - FILTER, 14 X 24 X 1, PLEATED MDL 40 HI-CAP MERV 10 (14X24X1) |  |  |  | 1 |  | 0 | 0 | August | 2026
B0116 CRU-1A Q | 001 | 000000105009 | 2026-08-09 00:18 | 1501001163 | FILTER, 18 X 24 X 4, PLEATED MDL 40 HI-CAP MERV 10 (18X24X4) | 1501001163 - FILTER, 18 X 24 X 4, PLEATED MDL 40 HI-CAP MERV 10 (18X24X4) |  |  |  | 4 |  | 0 | 0 | August | 2026
B0116 CRU-1B Q | 001 | 000000105010 | 2026-08-09 00:18 | 1501001163 | FILTER, 18 X 24 X 4, PLEATED MDL 40 HI-CAP MERV 10 (18X24X4) | 1501001163 - FILTER, 18 X 24 X 4, PLEATED MDL 40 HI-CAP MERV 10 (18X24X4) |  |  |  | 5 |  | 0 | 0 | August | 2026
B0116 CRU-1C Q | 001 | 000000105011 | 2026-08-09 00:18 | 1501001163 | FILTER, 18 X 24 X 4, PLEATED MDL 40 HI-CAP MERV 10 (18X24X4) | 1501001163 - FILTER, 18 X 24 X 4, PLEATED MDL 40 HI-CAP MERV 10 (18X24X4) |  |  |  | 4 |  | 0 | 0 | August | 2026
B0116 CRU-3A Q | 001 | 000000105012 | 2026-08-09 00:18 | 1501002245 | FILTER, 15 X 28 X 4, PLEATED MDL 40 HI-CAP MERV 10 (15X28X4) | 1501002245 - FILTER, 15 X 28 X 4, PLEATED MDL 40 HI-CAP MERV 10 (15X28X4) |  |  |  | 2 |  | 21.4814 | 42.9628 | August | 2026
B0116 CRU-3B Q | 001 | 000000105013 | 2026-08-09 00:18 | 1501002245 | FILTER, 15 X 28 X 4, PLEATED MDL 40 HI-CAP MERV 10 (15X28X4) | 1501002245 - FILTER, 15 X 28 X 4, PLEATED MDL 40 HI-CAP MERV 10 (15X28X4) |  |  |  | 2 |  | 21.4814 | 42.9628 | August | 2026
ERU MLY CHK MT1 | 001 | 000000111022 | 2026-08-09 00:25 | 1501001167 | FILTER, 12 X 20 X 2, PLEATED MDL 40 HI-CAP MERV 10 (12X20X2) | 1501001167 - FILTER, 12 X 20 X 2, PLEATED MDL 40 HI-CAP MERV 10 (12X20X2) |  |  |  | 2 |  | 3.92 | 7.84 | August | 2026
ERU MLY CHK MT1 | 001 | 000000111022 | 2026-08-09 00:25 | 1501001910 | FILTER, 20 X 25 X 2, PLEATED MDL 40 HI-CAP MERV 10 (20X25X2) | 1501001910 - FILTER, 20 X 25 X 2, PLEATED MDL 40 HI-CAP MERV 10 (20X25X2) |  |  |  | 4 |  | 0 | 0 | August | 2026
0045 FTU Q-7 | 001 | 000000031198 | 2026-08-10 00:06 | 1501001250 | FILTER, 14 X 24 X 1, PLEATED MDL 40 HI-CAP MERV 10 (14X24X1) | 1501001250 - FILTER, 14 X 24 X 1, PLEATED MDL 40 HI-CAP MERV 10 (14X24X1) |  |  |  | 1 |  | 0 | 0 | August | 2026
0045 FTU Q-7 | 001 | 000000031199 | 2026-08-10 00:06 | 1501001250 | FILTER, 14 X 24 X 1, PLEATED MDL 40 HI-CAP MERV 10 (14X24X1) | 1501001250 - FILTER, 14 X 24 X 1, PLEATED MDL 40 HI-CAP MERV 10 (14X24X1) |  |  |  | 1 |  | 0 | 0 | August | 2026
0045 FTU Q-7 | 001 | 000000031200 | 2026-08-10 00:06 | 1501001250 | FILTER, 14 X 24 X 1, PLEATED MDL 40 HI-CAP MERV 10 (14X24X1) | 1501001250 - FILTER, 14 X 24 X 1, PLEATED MDL 40 HI-CAP MERV 10 (14X24X1) |  |  |  | 1 |  | 0 | 0 | August | 2026
0045 FTU Q-7 | 001 | 000000031205 | 2026-08-10 00:06 | 1501001250 | FILTER, 14 X 24 X 1, PLEATED MDL 40 HI-CAP MERV 10 (14X24X1) | 1501001250 - FILTER, 14 X 24 X 1, PLEATED MDL 40 HI-CAP MERV 10 (14X24X1) |  |  |  | 1 |  | 0 | 0 | August | 2026
0045 FTU Q-7 | 001 | 000000031207 | 2026-08-10 00:06 | 1501001250 | FILTER, 14 X 24 X 1, PLEATED MDL 40 HI-CAP MERV 10 (14X24X1) | 1501001250 - FILTER, 14 X 24 X 1, PLEATED MDL 40 HI-CAP MERV 10 (14X24X1) |  |  |  | 1 |  | 0 | 0 | August | 2026
0045 FTU Q-7 | 001 | 000000031210 | 2026-08-10 00:06 | 1501001250 | FILTER, 14 X 24 X 1, PLEATED MDL 40 HI-CAP MERV 10 (14X24X1) | 1501001250 - FILTER, 14 X 24 X 1, PLEATED MDL 40 HI-CAP MERV 10 (14X24X1) |  |  |  | 1 |  | 0 | 0 | August | 2026
0045 FTU Q-7 | 001 | 000000031214 | 2026-08-10 00:06 | 1501001250 | FILTER, 14 X 24 X 1, PLEATED MDL 40 HI-CAP MERV 10 (14X24X1) | 1501001250 - FILTER, 14 X 24 X 1, PLEATED MDL 40 HI-CAP MERV 10 (14X24X1) |  |  |  | 1 |  | 0 | 0 | August | 2026
0045 FTU Q-7 | 001 | 000000031215 | 2026-08-10 00:06 | 1501001250 | FILTER, 14 X 24 X 1, PLEATED MDL 40 HI-CAP MERV 10 (14X24X1) | 1501001250 - FILTER, 14 X 24 X 1, PLEATED MDL 40 HI-CAP MERV 10 (14X24X1) |  |  |  | 1 |  | 0 | 0 | August | 2026
B0154 DAHU-1 Q | 001 | 000090002365 | 2026-08-10 00:20 | 1501001133 | FILTER, 20 X 20 X 1, PLEATED MDL 40 STANDARD MERV 10 (20X20X1) | 1501001133 - FILTER, 20 X 20 X 1, PLEATED MDL 40 STANDARD MERV 10 (20X20X1) |  |  |  | 1 |  | 0 | 0 | August | 2026
0045 FTU Q-9 | 001 | 000000031049 | 2026-08-11 00:06 | 1501001250 | FILTER, 14 X 24 X 1, PLEATED MDL 40 HI-CAP MERV 10 (14X24X1) | 1501001250 - FILTER, 14 X 24 X 1, PLEATED MDL 40 HI-CAP MERV 10 (14X24X1) |  |  |  | 1 |  | 0 | 0 | August | 2026
0045 FTU Q-9 | 001 | 000000031051 | 2026-08-11 00:06 | 1501001250 | FILTER, 14 X 24 X 1, PLEATED MDL 40 HI-CAP MERV 10 (14X24X1) | 1501001250 - FILTER, 14 X 24 X 1, PLEATED MDL 40 HI-CAP MERV 10 (14X24X1) |  |  |  | 1 |  | 0 | 0 | August | 2026
0045 FTU Q-9 | 001 | 000000031052 | 2026-08-11 00:06 | 1501001250 | FILTER, 14 X 24 X 1, PLEATED MDL 40 HI-CAP MERV 10 (14X24X1) | 1501001250 - FILTER, 14 X 24 X 1, PLEATED MDL 40 HI-CAP MERV 10 (14X24X1) |  |  |  | 1 |  | 0 | 0 | August | 2026
0045 FTU Q-9 | 001 | 000000031053 | 2026-08-11 00:06 | 1501001250 | FILTER, 14 X 24 X 1, PLEATED MDL 40 HI-CAP MERV 10 (14X24X1) | 1501001250 - FILTER, 14 X 24 X 1, PLEATED MDL 40 HI-CAP MERV 10 (14X24X1) |  |  |  | 1 |  | 0 | 0 | August | 2026
0045 FTU Q-9 | 001 | 000000031058 | 2026-08-11 00:06 | 1501001250 | FILTER, 14 X 24 X 1, PLEATED MDL 40 HI-CAP MERV 10 (14X24X1) | 1501001250 - FILTER, 14 X 24 X 1, PLEATED MDL 40 HI-CAP MERV 10 (14X24X1) |  |  |  | 1 |  | 0 | 0 | August | 2026
0045 FTU Q-9 | 001 | 000000031060 | 2026-08-11 00:06 | 1501001250 | FILTER, 14 X 24 X 1, PLEATED MDL 40 HI-CAP MERV 10 (14X24X1) | 1501001250 - FILTER, 14 X 24 X 1, PLEATED MDL 40 HI-CAP MERV 10 (14X24X1) |  |  |  | 1 |  | 0 | 0 | August | 2026
0045 FTU Q-9 | 001 | 000000031061 | 2026-08-11 00:06 | 1501001250 | FILTER, 14 X 24 X 1, PLEATED MDL 40 HI-CAP MERV 10 (14X24X1) | 1501001250 - FILTER, 14 X 24 X 1, PLEATED MDL 40 HI-CAP MERV 10 (14X24X1) |  |  |  | 1 |  | 0 | 0 | August | 2026
0045 FTU Q-10 | 001 | 000000031226 | 2026-08-12 00:05 | 1501001250 | FILTER, 14 X 24 X 1, PLEATED MDL 40 HI-CAP MERV 10 (14X24X1) | 1501001250 - FILTER, 14 X 24 X 1, PLEATED MDL 40 HI-CAP MERV 10 (14X24X1) |  |  |  | 1 |  | 0 | 0 | August | 2026
0045 FTU Q-10 | 001 | 000000031227 | 2026-08-12 00:05 | 1501001250 | FILTER, 14 X 24 X 1, PLEATED MDL 40 HI-CAP MERV 10 (14X24X1) | 1501001250 - FILTER, 14 X 24 X 1, PLEATED MDL 40 HI-CAP MERV 10 (14X24X1) |  |  |  | 1 |  | 0 | 0 | August | 2026
0045 FTU Q-10 | 001 | 000000031062 | 2026-08-12 00:05 | 1501001250 | FILTER, 14 X 24 X 1, PLEATED MDL 40 HI-CAP MERV 10 (14X24X1) | 1501001250 - FILTER, 14 X 24 X 1, PLEATED MDL 40 HI-CAP MERV 10 (14X24X1) |  |  |  | 1 |  | 0 | 0 | August | 2026
0045 FTU Q-10 | 001 | 000000031063 | 2026-08-12 00:05 | 1501001250 | FILTER, 14 X 24 X 1, PLEATED MDL 40 HI-CAP MERV 10 (14X24X1) | 1501001250 - FILTER, 14 X 24 X 1, PLEATED MDL 40 HI-CAP MERV 10 (14X24X1) |  |  |  | 1 |  | 0 | 0 | August | 2026
0045 FTU Q-10 | 001 | 000000031064 | 2026-08-12 00:05 | 1501001250 | FILTER, 14 X 24 X 1, PLEATED MDL 40 HI-CAP MERV 10 (14X24X1) | 1501001250 - FILTER, 14 X 24 X 1, PLEATED MDL 40 HI-CAP MERV 10 (14X24X1) |  |  |  | 1 |  | 0 | 0 | August | 2026
0045 FTU Q-10 | 001 | 000000031075 | 2026-08-12 00:05 | 1501001250 | FILTER, 14 X 24 X 1, PLEATED MDL 40 HI-CAP MERV 10 (14X24X1) | 1501001250 - FILTER, 14 X 24 X 1, PLEATED MDL 40 HI-CAP MERV 10 (14X24X1) |  |  |  | 1 |  | 0 | 0 | August | 2026
0045 FTU Q-10 | 001 | 000000031092 | 2026-08-12 00:05 | 1501001250 | FILTER, 14 X 24 X 1, PLEATED MDL 40 HI-CAP MERV 10 (14X24X1) | 1501001250 - FILTER, 14 X 24 X 1, PLEATED MDL 40 HI-CAP MERV 10 (14X24X1) |  |  |  | 1 |  | 0 | 0 | August | 2026
0119-FTU-A.4 | 001 | 000000109057 | 2026-08-12 00:07 | 1501001139 | FILTER, 16 X 20 X 1, PLEATED MDL 40 HI-CAP MERV 10 (16X20X1) (ACTUAL SIZE: 15-1/2"X19-1/2"X3/4") | 1501001139 - FILTER, 16 X 20 X 1, PLEATED MDL 40 HI-CAP MERV 10 (16X20X1) (ACTUAL SIZE: 15-1/2"X19-1/2"X3/4") |  |  |  | 1 |  | 0 | 0 | August | 2026
0119-FTU-A.4 | 001 | 000000109058 | 2026-08-12 00:07 | 1501001133 | FILTER, 20 X 20 X 1, PLEATED MDL 40 STANDARD MERV 10 (20X20X1) | 1501001133 - FILTER, 20 X 20 X 1, PLEATED MDL 40 STANDARD MERV 10 (20X20X1) |  |  |  | 1 |  | 0 | 0 | August | 2026
0119-FTU-A.4 | 001 | 000000109059 | 2026-08-12 00:07 | 1501001133 | FILTER, 20 X 20 X 1, PLEATED MDL 40 STANDARD MERV 10 (20X20X1) | 1501001133 - FILTER, 20 X 20 X 1, PLEATED MDL 40 STANDARD MERV 10 (20X20X1) |  |  |  | 1 |  | 0 | 0 | August | 2026
0119-FTU-A.4 | 001 | 000000109060 | 2026-08-12 00:07 | 1501001139 | FILTER, 16 X 20 X 1, PLEATED MDL 40 HI-CAP MERV 10 (16X20X1) (ACTUAL SIZE: 15-1/2"X19-1/2"X3/4") | 1501001139 - FILTER, 16 X 20 X 1, PLEATED MDL 40 HI-CAP MERV 10 (16X20X1) (ACTUAL SIZE: 15-1/2"X19-1/2"X3/4") |  |  |  | 1 |  | 0 | 0 | August | 2026
0119-FTU-A.4 | 001 | 000006090024 | 2026-08-12 00:07 | 1501001139 | FILTER, 16 X 20 X 1, PLEATED MDL 40 HI-CAP MERV 10 (16X20X1) (ACTUAL SIZE: 15-1/2"X19-1/2"X3/4") | 1501001139 - FILTER, 16 X 20 X 1, PLEATED MDL 40 HI-CAP MERV 10 (16X20X1) (ACTUAL SIZE: 15-1/2"X19-1/2"X3/4") |  |  |  | 1 |  | 0 | 0 | August | 2026
0119-FTU-A.4 | 001 | 000006090025 | 2026-08-12 00:07 | 1501001133 | FILTER, 20 X 20 X 1, PLEATED MDL 40 STANDARD MERV 10 (20X20X1) | 1501001133 - FILTER, 20 X 20 X 1, PLEATED MDL 40 STANDARD MERV 10 (20X20X1) |  |  |  | 1 |  | 0 | 0 | August | 2026
0119-FTU-A.4 | 001 | 000008094919 | 2026-08-12 00:07 | 1501001139 | FILTER, 16 X 20 X 1, PLEATED MDL 40 HI-CAP MERV 10 (16X20X1) (ACTUAL SIZE: 15-1/2"X19-1/2"X3/4") | 1501001139 - FILTER, 16 X 20 X 1, PLEATED MDL 40 HI-CAP MERV 10 (16X20X1) (ACTUAL SIZE: 15-1/2"X19-1/2"X3/4") |  |  |  | 1 |  | 0 | 0 | August | 2026
B0048 AHU 06M | 001 | 000007092116 | 2026-08-12 00:13 | 1501001559 | FILTER, 16 X 20 X 4, PLEATED MDL 40 HI-CAP MERV 10 (16X20X4) | 1501001559 - FILTER, 16 X 20 X 4, PLEATED MDL 40 HI-CAP MERV 10 (16X20X4) |  |  |  | 4 |  | 0 | 0 | August | 2026
B0048 AHU 06M | 001 | 000007092116 | 2026-08-12 00:13 | 1501001169 | FILTER, MERV 13, 16 X 20 X 2, PLEATED MDL 40 HI-CAP (16X20X2) | 1501001169 - FILTER, MERV 13, 16 X 20 X 2, PLEATED MDL 40 HI-CAP (16X20X2) |  |  |  | 4 |  | 0 | 0 | August | 2026
B0098 AHU-10 Q | 001 | 000000003009 | 2026-08-12 00:16 | 1501002234 | FILTER, 30/30, DUAL 9, HIGH-CAPACITY, MERV 9, 24X24X2 | 1501002234 - FILTER, 30/30, DUAL 9, HIGH-CAPACITY, MERV 9, 24X24X2 |  |  |  | 1 |  | 0 | 0 | August | 2026
B0098 AHU-10 Q | 001 | 000000003009 | 2026-08-12 00:16 | 1501002231 | FILTER, 30/30, DUAL 9, HIGH-CAPACITY, MERV 9, 12X24X2 | 1501002231 - FILTER, 30/30, DUAL 9, HIGH-CAPACITY, MERV 9, 12X24X2 |  |  |  | 1 |  | 0 | 0 | August | 2026
B0098 AHU-11 Q | 001 | 000000003010 | 2026-08-12 00:16 | 1501002234 | FILTER, 30/30, DUAL 9, HIGH-CAPACITY, MERV 9, 24X24X2 | 1501002234 - FILTER, 30/30, DUAL 9, HIGH-CAPACITY, MERV 9, 24X24X2 |  |  |  | 1 |  | 0 | 0 | August | 2026
B0040 CRU Q-1 | 001 | 000000028291 | 2026-08-16 00:12 | 1501001163 | FILTER, 18 X 24 X 4, PLEATED MDL 40 HI-CAP MERV 10 (18X24X4) | 1501001163 - FILTER, 18 X 24 X 4, PLEATED MDL 40 HI-CAP MERV 10 (18X24X4) |  |  |  | 4 |  | 0 | 0 | August | 2026
B0154 EF S B | 001 | 000090002227 | 2026-08-16 00:20 | 1501001395 | BELT, #BX-40, BX40 (COG TYPE) | 1501001395 - BELT, #BX-40, BX40 (COG TYPE) |  |  |  | 2 |  | 0 | 0 | August | 2026
B0402 AHU Q | 001 | 000004090092 | 2026-08-16 00:20 | 1501001617 | FILTER, 20 X 24 X 1, PLEATED MDL 40 HI-CAP MERV 10 (20X24X1) | 1501001617 - FILTER, 20 X 24 X 1, PLEATED MDL 40 HI-CAP MERV 10 (20X24X1) |  |  |  | 1 |  | 7.5693 | 7.5693 | August | 2026
B0402 AHU Q | 001 | 000004090093 | 2026-08-16 00:20 | 1501001617 | FILTER, 20 X 24 X 1, PLEATED MDL 40 HI-CAP MERV 10 (20X24X1) | 1501001617 - FILTER, 20 X 24 X 1, PLEATED MDL 40 HI-CAP MERV 10 (20X24X1) |  |  |  | 1 |  | 7.5693 | 7.5693 | August | 2026
B0402 DAHU3 Q | 001 | 000000165014 | 2026-08-16 00:20 | 1501001881 | FILTER, 22 X 24 X 1, PLEATED MDL 40 HI-CAP MERV 10 (22X24X1) | 1501001881 - FILTER, 22 X 24 X 1, PLEATED MDL 40 HI-CAP MERV 10 (22X24X1) |  |  |  | 1 |  | 0 | 0 | August | 2026
B0081 AHU4 SA | 001 | 000000070006 | 2026-08-17 00:15 | 1501002235 | FILTER, 30/30, DUAL 9, HIGH-CAPACITY, MERV 9, 16X20X2 | 1501002235 - FILTER, 30/30, DUAL 9, HIGH-CAPACITY, MERV 9, 16X20X2 |  |  |  | 4 |  | 0 | 0 | August | 2026
B0081 AHU4 SA | 001 | 000000070006 | 2026-08-17 00:15 | 1501001207 | FILTER, MERV 13, 16 X 20 X 4, PLEATED MDL 40 HI-CAP (16X20X4) | 1501001207 - FILTER, MERV 13, 16 X 20 X 4, PLEATED MDL 40 HI-CAP (16X20X4) |  |  |  | 4 |  | 0 | 0 | August | 2026
B0081 AHU4 SA | 001 | 000000070006 | 2026-08-17 00:15 | 1501002236 | FILTER, 30/30, DUAL 9, HIGH-CAPACITY, MERV 9, 16X25X2 | 1501002236 - FILTER, 30/30, DUAL 9, HIGH-CAPACITY, MERV 9, 16X25X2 |  |  |  | 2 |  | 0 | 0 | August | 2026
B0081 AHU4 SA | 001 | 000000070006 | 2026-08-17 00:15 | 1501001175 | FILTER, MERV 13, 16 X 25 X 4, PLEATED MDL 40 HI-CAP (16X25X4) | 1501001175 - FILTER, MERV 13, 16 X 25 X 4, PLEATED MDL 40 HI-CAP (16X25X4) |  |  |  | 2 |  | 0 | 0 | August | 2026
0045 FTU Q-12 | 001 | 000000031102 | 2026-08-18 00:05 | 1501001250 | FILTER, 14 X 24 X 1, PLEATED MDL 40 HI-CAP MERV 10 (14X24X1) | 1501001250 - FILTER, 14 X 24 X 1, PLEATED MDL 40 HI-CAP MERV 10 (14X24X1) |  |  |  | 1 |  | 0 | 0 | August | 2026
0045 FTU Q-12 | 001 | 000000031103 | 2026-08-18 00:05 | 1501001250 | FILTER, 14 X 24 X 1, PLEATED MDL 40 HI-CAP MERV 10 (14X24X1) | 1501001250 - FILTER, 14 X 24 X 1, PLEATED MDL 40 HI-CAP MERV 10 (14X24X1) |  |  |  | 1 |  | 0 | 0 | August | 2026
0045 FTU Q-12 | 001 | 000000031104 | 2026-08-18 00:05 | 1501001250 | FILTER, 14 X 24 X 1, PLEATED MDL 40 HI-CAP MERV 10 (14X24X1) | 1501001250 - FILTER, 14 X 24 X 1, PLEATED MDL 40 HI-CAP MERV 10 (14X24X1) |  |  |  | 1 |  | 0 | 0 | August | 2026
0045 FTU Q-12 | 001 | 000000031106 | 2026-08-18 00:06 | 1501001250 | FILTER, 14 X 24 X 1, PLEATED MDL 40 HI-CAP MERV 10 (14X24X1) | 1501001250 - FILTER, 14 X 24 X 1, PLEATED MDL 40 HI-CAP MERV 10 (14X24X1) |  |  |  | 1 |  | 0 | 0 | August | 2026
0045 FTU Q-12 | 001 | 000000031107 | 2026-08-18 00:06 | 1501001250 | FILTER, 14 X 24 X 1, PLEATED MDL 40 HI-CAP MERV 10 (14X24X1) | 1501001250 - FILTER, 14 X 24 X 1, PLEATED MDL 40 HI-CAP MERV 10 (14X24X1) |  |  |  | 1 |  | 0 | 0 | August | 2026
0045 FTU Q-12 | 001 | 000000031108 | 2026-08-18 00:06 | 1501001250 | FILTER, 14 X 24 X 1, PLEATED MDL 40 HI-CAP MERV 10 (14X24X1) | 1501001250 - FILTER, 14 X 24 X 1, PLEATED MDL 40 HI-CAP MERV 10 (14X24X1) |  |  |  | 1 |  | 0 | 0 | August | 2026
0045 FTU Q-12 | 001 | 000000031109 | 2026-08-18 00:06 | 1501001250 | FILTER, 14 X 24 X 1, PLEATED MDL 40 HI-CAP MERV 10 (14X24X1) | 1501001250 - FILTER, 14 X 24 X 1, PLEATED MDL 40 HI-CAP MERV 10 (14X24X1) |  |  |  | 1 |  | 0 | 0 | August | 2026
0045 FTU Q-12 | 001 | 000000031110 | 2026-08-18 00:06 | 1501001250 | FILTER, 14 X 24 X 1, PLEATED MDL 40 HI-CAP MERV 10 (14X24X1) | 1501001250 - FILTER, 14 X 24 X 1, PLEATED MDL 40 HI-CAP MERV 10 (14X24X1) |  |  |  | 1 |  | 0 | 0 | August | 2026
B0051 EF-28 | 001 | 000090002555 | 2026-08-18 00:13 | 1501001884 | FILTER, 10X18X1, PLEATED MDL 40 HI-CAP MERV 10 (10 X 18 X 1) | 1501001884 - FILTER, 10X18X1, PLEATED MDL 40 HI-CAP MERV 10 (10 X 18 X 1) |  |  |  | 6 |  | 0 | 0 | August | 2026
B0090 AHU-3B A | 001 | 000000077096 | 2026-08-18 00:16 | 1501001321 | BELT, #5VX570 | 1501001321 - BELT, #5VX570 |  |  |  | 2 |  | 17.6145 | 35.229 | August | 2026
B0090 AHU-3B A | 001 | 000000077096 | 2026-08-18 00:16 | 1501002210 | FILTER, BAG, 24X24X12, MERV14A, CAMFIL 10P, 405619A12 | 1501002210 - FILTER, BAG, 24X24X12, MERV14A, CAMFIL 10P, 405619A12 |  |  |  | 8 |  | 0 | 0 | August | 2026
B0090 AHU-3B A | 001 | 000000077096 | 2026-08-18 00:16 | 1501001119 | FILTER, 24 X 24 X 2, PLEATED MDL 40 HI-CAP MERV 10 (24X24X2) | 1501001119 - FILTER, 24 X 24 X 2, PLEATED MDL 40 HI-CAP MERV 10 (24X24X2) |  |  |  | 12 |  | 0 | 0 | August | 2026
B0120 AHU-4 Q | 001 | 000000002203 | 2026-08-18 00:18 | 1501002234 | FILTER, 30/30, DUAL 9, HIGH-CAPACITY, MERV 9, 24X24X2 | 1501002234 - FILTER, 30/30, DUAL 9, HIGH-CAPACITY, MERV 9, 24X24X2 |  |  |  | 24 |  | 0 | 0 | August | 2026
0051 FLT BW | 001 | 005102100000 | 2026-08-19 00:06 | 1501001121 | FILTER, 20 X 20 X 2, PLEATED MDL 40 STANDARD MERV 10 (20X20X2) | 1501001121 - FILTER, 20 X 20 X 2, PLEATED MDL 40 STANDARD MERV 10 (20X20X2) |  |  |  | 2 |  | 0 | 0 | August | 2026
0051 FLT BW | 001 | 005102120000 | 2026-08-19 00:06 | 1501001121 | FILTER, 20 X 20 X 2, PLEATED MDL 40 STANDARD MERV 10 (20X20X2) | 1501001121 - FILTER, 20 X 20 X 2, PLEATED MDL 40 STANDARD MERV 10 (20X20X2) |  |  |  | 2 |  | 0 | 0 | August | 2026
0051 FLT BW | 001 | 005102160000 | 2026-08-19 00:06 | 1501001121 | FILTER, 20 X 20 X 2, PLEATED MDL 40 STANDARD MERV 10 (20X20X2) | 1501001121 - FILTER, 20 X 20 X 2, PLEATED MDL 40 STANDARD MERV 10 (20X20X2) |  |  |  | 2 |  | 0 | 0 | August | 2026
0051 FLT BW | 001 | 005102200000 | 2026-08-19 00:06 | 1501001121 | FILTER, 20 X 20 X 2, PLEATED MDL 40 STANDARD MERV 10 (20X20X2) | 1501001121 - FILTER, 20 X 20 X 2, PLEATED MDL 40 STANDARD MERV 10 (20X20X2) |  |  |  | 3 |  | 0 | 0 | August | 2026
B0054 AHU1-2 S | 001 | 000000039049 | 2026-08-19 00:14 | 1501002231 | FILTER, 30/30, DUAL 9, HIGH-CAPACITY, MERV 9, 12X24X2 | 1501002231 - FILTER, 30/30, DUAL 9, HIGH-CAPACITY, MERV 9, 12X24X2 |  |  |  | 3 |  | 0 | 0 | August | 2026
B0054 AHU1-2 S | 001 | 000000039049 | 2026-08-19 00:14 | 1501002234 | FILTER, 30/30, DUAL 9, HIGH-CAPACITY, MERV 9, 24X24X2 | 1501002234 - FILTER, 30/30, DUAL 9, HIGH-CAPACITY, MERV 9, 24X24X2 |  |  |  | 4 |  | 0 | 0 | August | 2026
B0054AHU3-2A S | 001 | 000000500002 | 2026-08-19 00:14 | 1501002232 | FILTER, 30/30, DUAL 9, HIGH-CAPACITY, MERV 9, 20X20X2 | 1501002232 - FILTER, 30/30, DUAL 9, HIGH-CAPACITY, MERV 9, 20X20X2 |  |  |  | 4 |  | 0 | 0 | August | 2026
B0054AHU3-2B S | 001 | 000000500003 | 2026-08-19 00:14 | 1501002232 | FILTER, 30/30, DUAL 9, HIGH-CAPACITY, MERV 9, 20X20X2 | 1501002232 - FILTER, 30/30, DUAL 9, HIGH-CAPACITY, MERV 9, 20X20X2 |  |  |  | 4 |  | 0 | 0 | August | 2026
B0098 AHU-7 Q | 001 | 000000003006 | 2026-08-19 00:16 | 1501002234 | FILTER, 30/30, DUAL 9, HIGH-CAPACITY, MERV 9, 24X24X2 | 1501002234 - FILTER, 30/30, DUAL 9, HIGH-CAPACITY, MERV 9, 24X24X2 |  |  |  | 2 |  | 0 | 0 | August | 2026
B0098 AHU-7 Q | 001 | 000000003006 | 2026-08-19 00:16 | 1501002231 | FILTER, 30/30, DUAL 9, HIGH-CAPACITY, MERV 9, 12X24X2 | 1501002231 - FILTER, 30/30, DUAL 9, HIGH-CAPACITY, MERV 9, 12X24X2 |  |  |  | 2 |  | 0 | 0 | August | 2026
B0139 AHU3 S | 001 | 000000330019 | 2026-08-19 00:19 | 1501001177 | FILTER, MERV 13, 20 X 24 X 4, PLEATED MDL 40 HI-CAP (20X24X4) | 1501001177 - FILTER, MERV 13, 20 X 24 X 4, PLEATED MDL 40 HI-CAP (20X24X4) |  |  |  | 4 |  | 21.1864 | 84.7456 | August | 2026
B0139 AHU3 S | 001 | 000000330019 | 2026-08-19 00:19 | 1501001176 | FILTER, MERV 13, 20 X 20 X 4, PLEATED MDL 40 HI-CAP (20X20X4) | 1501001176 - FILTER, MERV 13, 20 X 20 X 4, PLEATED MDL 40 HI-CAP (20X20X4) |  |  |  | 2 |  | 20.58 | 41.16 | August | 2026
B0139 ERU1 SA | 001 | 000000330012 | 2026-08-19 00:19 | 1501002234 | FILTER, 30/30, DUAL 9, HIGH-CAPACITY, MERV 9, 24X24X2 | 1501002234 - FILTER, 30/30, DUAL 9, HIGH-CAPACITY, MERV 9, 24X24X2 |  |  |  | 3 |  | 0 | 0 | August | 2026
B0139 AHU1 S | 001 | 000000330017 | 2026-08-23 00:19 | 1501001175 | FILTER, MERV 13, 16 X 25 X 4, PLEATED MDL 40 HI-CAP (16X25X4) | 1501001175 - FILTER, MERV 13, 16 X 25 X 4, PLEATED MDL 40 HI-CAP (16X25X4) |  |  |  | 4 |  | 0 | 0 | August | 2026
B0139 AHU1 S | 001 | 000000330017 | 2026-08-23 00:19 | 1501001179 | FILTER, MERV 13, 20 X 25 X 4, PLEATED MDL 40 HI-CAP (20X25X4) | 1501001179 - FILTER, MERV 13, 20 X 25 X 4, PLEATED MDL 40 HI-CAP (20X25X4) |  |  |  | 3 |  | 0 | 0 | August | 2026
B0139 AHU2 S | 001 | 000000330018 | 2026-08-23 00:19 | 1501001177 | FILTER, MERV 13, 20 X 24 X 4, PLEATED MDL 40 HI-CAP (20X24X4) | 1501001177 - FILTER, MERV 13, 20 X 24 X 4, PLEATED MDL 40 HI-CAP (20X24X4) |  |  |  | 4 |  | 21.1864 | 84.7456 | August | 2026
B0139 AHU2 S | 001 | 000000330018 | 2026-08-23 00:19 | 1501001176 | FILTER, MERV 13, 20 X 20 X 4, PLEATED MDL 40 HI-CAP (20X20X4) | 1501001176 - FILTER, MERV 13, 20 X 20 X 4, PLEATED MDL 40 HI-CAP (20X20X4) |  |  |  | 2 |  | 20.58 | 41.16 | August | 2026
B0051 AHU8 Q | 001 | 000000034009 | 2026-08-26 00:13 | 1501002232 | FILTER, 30/30, DUAL 9, HIGH-CAPACITY, MERV 9, 20X20X2 | 1501002232 - FILTER, 30/30, DUAL 9, HIGH-CAPACITY, MERV 9, 20X20X2 |  |  |  | 6 |  | 0 | 0 | August | 2026
B0140 ERU-1 M1 | 001 | 000000124022 | 2026-08-26 00:19 | 1501001910 | FILTER, 20 X 25 X 2, PLEATED MDL 40 HI-CAP MERV 10 (20X25X2) | 1501001910 - FILTER, 20 X 25 X 2, PLEATED MDL 40 HI-CAP MERV 10 (20X25X2) |  |  |  | 4 |  | 0 | 0 | August | 2026
B0140 ERU-2 M1 | 001 | 000000124038 | 2026-08-26 00:19 | 1501001910 | FILTER, 20 X 25 X 2, PLEATED MDL 40 HI-CAP MERV 10 (20X25X2) | 1501001910 - FILTER, 20 X 25 X 2, PLEATED MDL 40 HI-CAP MERV 10 (20X25X2) |  |  |  | 4 |  | 0 | 0 | August | 2026
B0140 ERU-3 M1 | 001 | 000000124054 | 2026-08-26 00:19 | 1501001167 | FILTER, 12 X 20 X 2, PLEATED MDL 40 HI-CAP MERV 10 (12X20X2) | 1501001167 - FILTER, 12 X 20 X 2, PLEATED MDL 40 HI-CAP MERV 10 (12X20X2) |  |  |  | 2 |  | 3.92 | 7.84 | August | 2026
B0140 ERU-3 M1 | 001 | 000000124054 | 2026-08-26 00:19 | 1501001910 | FILTER, 20 X 25 X 2, PLEATED MDL 40 HI-CAP MERV 10 (20X25X2) | 1501001910 - FILTER, 20 X 25 X 2, PLEATED MDL 40 HI-CAP MERV 10 (20X25X2) |  |  |  | 2 |  | 0 | 0 | August | 2026
B0051 EF-28 | 001 | 000090002555 | 2026-09-01 00:13 | 1501001884 | FILTER, 10X18X1, PLEATED MDL 40 HI-CAP MERV 10 (10 X 18 X 1) | 1501001884 - FILTER, 10X18X1, PLEATED MDL 40 HI-CAP MERV 10 (10 X 18 X 1) |  |  |  | 6 |  | 0 | 0 | September | 2026
0051 FLT BW | 001 | 005102100000 | 2026-09-02 00:06 | 1501001121 | FILTER, 20 X 20 X 2, PLEATED MDL 40 STANDARD MERV 10 (20X20X2) | 1501001121 - FILTER, 20 X 20 X 2, PLEATED MDL 40 STANDARD MERV 10 (20X20X2) |  |  |  | 2 |  | 0 | 0 | September | 2026
0051 FLT BW | 001 | 005102120000 | 2026-09-02 00:06 | 1501001121 | FILTER, 20 X 20 X 2, PLEATED MDL 40 STANDARD MERV 10 (20X20X2) | 1501001121 - FILTER, 20 X 20 X 2, PLEATED MDL 40 STANDARD MERV 10 (20X20X2) |  |  |  | 2 |  | 0 | 0 | September | 2026
0051 FLT BW | 001 | 005102160000 | 2026-09-02 00:06 | 1501001121 | FILTER, 20 X 20 X 2, PLEATED MDL 40 STANDARD MERV 10 (20X20X2) | 1501001121 - FILTER, 20 X 20 X 2, PLEATED MDL 40 STANDARD MERV 10 (20X20X2) |  |  |  | 2 |  | 0 | 0 | September | 2026
0051 FLT BW | 001 | 005102200000 | 2026-09-02 00:06 | 1501001121 | FILTER, 20 X 20 X 2, PLEATED MDL 40 STANDARD MERV 10 (20X20X2) | 1501001121 - FILTER, 20 X 20 X 2, PLEATED MDL 40 STANDARD MERV 10 (20X20X2) |  |  |  | 3 |  | 0 | 0 | September | 2026
B0120 FCU Q.2 | 001 | 000000002452 | 2026-09-02 00:18 | 1501001123 | FILTER, 16 X 20 X 2, PLEATED MDL 40 HI-CAP MERV 10 (16X20X2) | 1501001123 - FILTER, 16 X 20 X 2, PLEATED MDL 40 HI-CAP MERV 10 (16X20X2) |  |  |  | 2 |  | 0 | 0 | September | 2026
B0120 FCU Q.2 | 001 | 000000002453 | 2026-09-02 00:18 | 1501001123 | FILTER, 16 X 20 X 2, PLEATED MDL 40 HI-CAP MERV 10 (16X20X2) | 1501001123 - FILTER, 16 X 20 X 2, PLEATED MDL 40 HI-CAP MERV 10 (16X20X2) |  |  |  | 2 |  | 0 | 0 | September | 2026
B0120 FCU Q.2 | 001 | 000000002454 | 2026-09-02 00:18 | 1501001123 | FILTER, 16 X 20 X 2, PLEATED MDL 40 HI-CAP MERV 10 (16X20X2) | 1501001123 - FILTER, 16 X 20 X 2, PLEATED MDL 40 HI-CAP MERV 10 (16X20X2) |  |  |  | 2 |  | 0 | 0 | September | 2026
B0120 FCU Q.2 | 001 | 000000002455 | 2026-09-02 00:18 | 1501001094 | FILTER, 20 X 24 X 2, PLEATED MDL 40 HI-CAP MERV 10 (20X24X2, 24X20X2, 24 X 20 X 2)) | 1501001094 - FILTER, 20 X 24 X 2, PLEATED MDL 40 HI-CAP MERV 10 (20X24X2, 24X20X2, 24 X 20 X 2)) |  |  |  | 2 |  | 0 | 0 | September | 2026
B0120 FCU Q.2 | 001 | 000000002456 | 2026-09-02 00:18 | 1501001094 | FILTER, 20 X 24 X 2, PLEATED MDL 40 HI-CAP MERV 10 (20X24X2, 24X20X2, 24 X 20 X 2)) | 1501001094 - FILTER, 20 X 24 X 2, PLEATED MDL 40 HI-CAP MERV 10 (20X24X2, 24X20X2, 24 X 20 X 2)) |  |  |  | 2 |  | 0 | 0 | September | 2026
B0120 FCU Q.2 | 001 | 000000002457 | 2026-09-02 00:18 | 1501001123 | FILTER, 16 X 20 X 2, PLEATED MDL 40 HI-CAP MERV 10 (16X20X2) | 1501001123 - FILTER, 16 X 20 X 2, PLEATED MDL 40 HI-CAP MERV 10 (16X20X2) |  |  |  | 2 |  | 0 | 0 | September | 2026
B0120 FCU Q.2 | 001 | 000000002459 | 2026-09-02 00:18 | 1501001123 | FILTER, 16 X 20 X 2, PLEATED MDL 40 HI-CAP MERV 10 (16X20X2) | 1501001123 - FILTER, 16 X 20 X 2, PLEATED MDL 40 HI-CAP MERV 10 (16X20X2) |  |  |  | 2 |  | 0 | 0 | September | 2026
B0120 FCU Q.2 | 001 | 000000002460 | 2026-09-02 00:18 | 1501001123 | FILTER, 16 X 20 X 2, PLEATED MDL 40 HI-CAP MERV 10 (16X20X2) | 1501001123 - FILTER, 16 X 20 X 2, PLEATED MDL 40 HI-CAP MERV 10 (16X20X2) |  |  |  | 2 |  | 0 | 0 | September | 2026
B0120 FCU Q.2 | 001 | 000000002448 | 2026-09-02 00:18 | 1501001910 | FILTER, 20 X 25 X 2, PLEATED MDL 40 HI-CAP MERV 10 (20X25X2) | 1501001910 - FILTER, 20 X 25 X 2, PLEATED MDL 40 HI-CAP MERV 10 (20X25X2) |  |  |  | 1 |  | 0 | 0 | September | 2026
B0120 FCU Q.2 | 001 | 000000003399 | 2026-09-02 00:18 | 1501001123 | FILTER, 16 X 20 X 2, PLEATED MDL 40 HI-CAP MERV 10 (16X20X2) | 1501001123 - FILTER, 16 X 20 X 2, PLEATED MDL 40 HI-CAP MERV 10 (16X20X2) |  |  |  | 2 |  | 0 | 0 | September | 2026
B0120 FCU Q.2 | 001 | 000000002448 | 2026-09-02 00:18 | 1501001121 | FILTER, 20 X 20 X 2, PLEATED MDL 40 STANDARD MERV 10 (20X20X2) | 1501001121 - FILTER, 20 X 20 X 2, PLEATED MDL 40 STANDARD MERV 10 (20X20X2) |  |  |  | 1 |  | 0 | 0 | September | 2026
0045 FTU Q-5 | 001 | 000000031024 | 2026-09-06 00:06 | 1501001250 | FILTER, 14 X 24 X 1, PLEATED MDL 40 HI-CAP MERV 10 (14X24X1) | 1501001250 - FILTER, 14 X 24 X 1, PLEATED MDL 40 HI-CAP MERV 10 (14X24X1) |  |  |  | 1 |  | 0 | 0 | September | 2026
0045 FTU Q-5 | 001 | 000000031026 | 2026-09-06 00:06 | 1501001250 | FILTER, 14 X 24 X 1, PLEATED MDL 40 HI-CAP MERV 10 (14X24X1) | 1501001250 - FILTER, 14 X 24 X 1, PLEATED MDL 40 HI-CAP MERV 10 (14X24X1) |  |  |  | 1 |  | 0 | 0 | September | 2026
0045 FTU Q-5 | 001 | 000000031028 | 2026-09-06 00:06 | 1501001250 | FILTER, 14 X 24 X 1, PLEATED MDL 40 HI-CAP MERV 10 (14X24X1) | 1501001250 - FILTER, 14 X 24 X 1, PLEATED MDL 40 HI-CAP MERV 10 (14X24X1) |  |  |  | 1 |  | 0 | 0 | September | 2026
0045 FTU Q-5 | 001 | 000000031032 | 2026-09-06 00:06 | 1501001250 | FILTER, 14 X 24 X 1, PLEATED MDL 40 HI-CAP MERV 10 (14X24X1) | 1501001250 - FILTER, 14 X 24 X 1, PLEATED MDL 40 HI-CAP MERV 10 (14X24X1) |  |  |  | 1 |  | 0 | 0 | September | 2026
0045 FTU Q-5 | 001 | 000000031033 | 2026-09-06 00:06 | 1501001250 | FILTER, 14 X 24 X 1, PLEATED MDL 40 HI-CAP MERV 10 (14X24X1) | 1501001250 - FILTER, 14 X 24 X 1, PLEATED MDL 40 HI-CAP MERV 10 (14X24X1) |  |  |  | 1 |  | 0 | 0 | September | 2026
0045 FTU Q-5 | 001 | 000000031043 | 2026-09-06 00:06 | 1501001883 | FILTER, 17 X 30 X 1, PLEATED MDL 40 HI-CAP MERV 10 (17X30X1) | 1501001883 - FILTER, 17 X 30 X 1, PLEATED MDL 40 HI-CAP MERV 10 (17X30X1) |  |  |  | 1 |  | 0 | 0 | September | 2026
0045 FTU Q-3 | 001 | 000000031195 | 2026-09-08 00:06 | 1501001250 | FILTER, 14 X 24 X 1, PLEATED MDL 40 HI-CAP MERV 10 (14X24X1) | 1501001250 - FILTER, 14 X 24 X 1, PLEATED MDL 40 HI-CAP MERV 10 (14X24X1) |  |  |  | 1 |  | 0 | 0 | September | 2026
0045 FTU Q-3 | 001 | 000000031196 | 2026-09-08 00:06 | 1501001250 | FILTER, 14 X 24 X 1, PLEATED MDL 40 HI-CAP MERV 10 (14X24X1) | 1501001250 - FILTER, 14 X 24 X 1, PLEATED MDL 40 HI-CAP MERV 10 (14X24X1) |  |  |  | 1 |  | 0 | 0 | September | 2026
0045 FTU Q-3 | 001 | 000000031197 | 2026-09-08 00:06 | 1501001250 | FILTER, 14 X 24 X 1, PLEATED MDL 40 HI-CAP MERV 10 (14X24X1) | 1501001250 - FILTER, 14 X 24 X 1, PLEATED MDL 40 HI-CAP MERV 10 (14X24X1) |  |  |  | 1 |  | 0 | 0 | September | 2026
0045 FTU Q-3 | 001 | 000000031138 | 2026-09-08 00:06 | 1501001250 | FILTER, 14 X 24 X 1, PLEATED MDL 40 HI-CAP MERV 10 (14X24X1) | 1501001250 - FILTER, 14 X 24 X 1, PLEATED MDL 40 HI-CAP MERV 10 (14X24X1) |  |  |  | 1 |  | 0 | 0 | September | 2026
0045 FTU Q-3 | 001 | 000000031139 | 2026-09-08 00:06 | 1501001250 | FILTER, 14 X 24 X 1, PLEATED MDL 40 HI-CAP MERV 10 (14X24X1) | 1501001250 - FILTER, 14 X 24 X 1, PLEATED MDL 40 HI-CAP MERV 10 (14X24X1) |  |  |  | 1 |  | 0 | 0 | September | 2026
0045 FTU Q-3 | 001 | 000000031141 | 2026-09-08 00:06 | 1501001250 | FILTER, 14 X 24 X 1, PLEATED MDL 40 HI-CAP MERV 10 (14X24X1) | 1501001250 - FILTER, 14 X 24 X 1, PLEATED MDL 40 HI-CAP MERV 10 (14X24X1) |  |  |  | 1 |  | 0 | 0 | September | 2026
0045 FTU Q-3 | 001 | 000000031142 | 2026-09-08 00:06 | 1501001250 | FILTER, 14 X 24 X 1, PLEATED MDL 40 HI-CAP MERV 10 (14X24X1) | 1501001250 - FILTER, 14 X 24 X 1, PLEATED MDL 40 HI-CAP MERV 10 (14X24X1) |  |  |  | 2 |  | 0 | 0 | September | 2026
B0045 AHU-4 SA | 001 | 000000031089 | 2026-09-08 00:13 | 1501001176 | FILTER, MERV 13, 20 X 20 X 4, PLEATED MDL 40 HI-CAP (20X20X4) | 1501001176 - FILTER, MERV 13, 20 X 20 X 4, PLEATED MDL 40 HI-CAP (20X20X4) |  |  |  | 8 |  | 20.58 | 164.64 | September | 2026
B0045 AHU-4 SA | 001 | 000000031089 | 2026-09-08 00:13 | 1501001175 | FILTER, MERV 13, 16 X 25 X 4, PLEATED MDL 40 HI-CAP (16X25X4) | 1501001175 - FILTER, MERV 13, 16 X 25 X 4, PLEATED MDL 40 HI-CAP (16X25X4) |  |  |  | 1 |  | 0 | 0 | September | 2026
B0045 AHU-4 SA | 001 | 000000031089 | 2026-09-08 00:13 | 1501001207 | FILTER, MERV 13, 16 X 20 X 4, PLEATED MDL 40 HI-CAP (16X20X4) | 1501001207 - FILTER, MERV 13, 16 X 20 X 4, PLEATED MDL 40 HI-CAP (16X20X4) |  |  |  | 4 |  | 0 | 0 | September | 2026
B0045 AHU-4 SA | 001 | 000000031089 | 2026-09-08 00:13 | 1501001179 | FILTER, MERV 13, 20 X 25 X 4, PLEATED MDL 40 HI-CAP (20X25X4) | 1501001179 - FILTER, MERV 13, 20 X 25 X 4, PLEATED MDL 40 HI-CAP (20X25X4) |  |  |  | 2 |  | 0 | 0 | September | 2026
B0045 AHU-5 SA | 001 | 000000031122 | 2026-09-08 00:13 | 1501001177 | FILTER, MERV 13, 20 X 24 X 4, PLEATED MDL 40 HI-CAP (20X24X4) | 1501001177 - FILTER, MERV 13, 20 X 24 X 4, PLEATED MDL 40 HI-CAP (20X24X4) |  |  |  | 8 |  | 21.1864 | 169.4912 | September | 2026
B0045 AHU-5 SA | 001 | 000000031122 | 2026-09-08 00:13 | 1501001207 | FILTER, MERV 13, 16 X 20 X 4, PLEATED MDL 40 HI-CAP (16X20X4) | 1501001207 - FILTER, MERV 13, 16 X 20 X 4, PLEATED MDL 40 HI-CAP (16X20X4) |  |  |  | 1 |  | 0 | 0 | September | 2026
B0045 AHU-5 SA | 001 | 000000031122 | 2026-09-08 00:13 | 1501001175 | FILTER, MERV 13, 16 X 25 X 4, PLEATED MDL 40 HI-CAP (16X25X4) | 1501001175 - FILTER, MERV 13, 16 X 25 X 4, PLEATED MDL 40 HI-CAP (16X25X4) |  |  |  | 3 |  | 0 | 0 | September | 2026
B0045 AHU-6 SA | 001 | 000000031163 | 2026-09-08 00:13 | 1501001175 | FILTER, MERV 13, 16 X 25 X 4, PLEATED MDL 40 HI-CAP (16X25X4) | 1501001175 - FILTER, MERV 13, 16 X 25 X 4, PLEATED MDL 40 HI-CAP (16X25X4) |  |  |  | 3 |  | 0 | 0 | September | 2026
B0045 AHU-6 SA | 001 | 000000031163 | 2026-09-08 00:13 | 1501001177 | FILTER, MERV 13, 20 X 24 X 4, PLEATED MDL 40 HI-CAP (20X24X4) | 1501001177 - FILTER, MERV 13, 20 X 24 X 4, PLEATED MDL 40 HI-CAP (20X24X4) |  |  |  | 8 |  | 21.1864 | 169.4912 | September | 2026
B0045 AHU-6 SA | 001 | 000000031163 | 2026-09-08 00:13 | 1501001207 | FILTER, MERV 13, 16 X 20 X 4, PLEATED MDL 40 HI-CAP (16X20X4) | 1501001207 - FILTER, MERV 13, 16 X 20 X 4, PLEATED MDL 40 HI-CAP (16X20X4) |  |  |  | 1 |  | 0 | 0 | September | 2026
B0051 AHU11 M | 001 | 000000034012 | 2026-09-08 00:13 | 1501001175 | FILTER, MERV 13, 16 X 25 X 4, PLEATED MDL 40 HI-CAP (16X25X4) | 1501001175 - FILTER, MERV 13, 16 X 25 X 4, PLEATED MDL 40 HI-CAP (16X25X4) |  |  |  | 2 |  | 0 | 0 | September | 2026
B0051 AHU11 M | 001 | 000000034012 | 2026-09-08 00:13 | 1501001207 | FILTER, MERV 13, 16 X 20 X 4, PLEATED MDL 40 HI-CAP (16X20X4) | 1501001207 - FILTER, MERV 13, 16 X 20 X 4, PLEATED MDL 40 HI-CAP (16X20X4) |  |  |  | 4 |  | 0 | 0 | September | 2026
B0122 AHU 2-1 S | 001 | 000000111018 | 2026-09-08 00:18 | 1501002232 | FILTER, 30/30, DUAL 9, HIGH-CAPACITY, MERV 9, 20X20X2 | 1501002232 - FILTER, 30/30, DUAL 9, HIGH-CAPACITY, MERV 9, 20X20X2 |  |  |  | 2 |  | 0 | 0 | September | 2026
B0122 AHU 2-1 S | 001 | 000000111018 | 2026-09-08 00:18 | 1501002233 | FILTER, 30/30, DUAL 9, HIGH-CAPACITY, MERV 9, 20X24X2 | 1501002233 - FILTER, 30/30, DUAL 9, HIGH-CAPACITY, MERV 9, 20X24X2 |  |  |  | 6 |  | 0 | 0 | September | 2026
B0122 AHU 2-2 S | 001 | 000000111019 | 2026-09-08 00:18 | 1501002232 | FILTER, 30/30, DUAL 9, HIGH-CAPACITY, MERV 9, 20X20X2 | 1501002232 - FILTER, 30/30, DUAL 9, HIGH-CAPACITY, MERV 9, 20X20X2 |  |  |  | 2 |  | 0 | 0 | September | 2026
B0122 AHU 2-2 S | 001 | 000000111019 | 2026-09-08 00:18 | 1501002234 | FILTER, 30/30, DUAL 9, HIGH-CAPACITY, MERV 9, 24X24X2 | 1501002234 - FILTER, 30/30, DUAL 9, HIGH-CAPACITY, MERV 9, 24X24X2 |  |  |  | 2 |  | 0 | 0 | September | 2026
B0122 AHU 2-3 S | 001 | 000000111020 | 2026-09-08 00:18 | 1501002232 | FILTER, 30/30, DUAL 9, HIGH-CAPACITY, MERV 9, 20X20X2 | 1501002232 - FILTER, 30/30, DUAL 9, HIGH-CAPACITY, MERV 9, 20X20X2 |  |  |  | 2 |  | 0 | 0 | September | 2026
B0122 AHU 2-3 S | 001 | 000000111020 | 2026-09-08 00:18 | 1501002233 | FILTER, 30/30, DUAL 9, HIGH-CAPACITY, MERV 9, 20X24X2 | 1501002233 - FILTER, 30/30, DUAL 9, HIGH-CAPACITY, MERV 9, 20X24X2 |  |  |  | 4 |  | 0 | 0 | September | 2026
B0122 AHU 2-3 S | 001 | 000000111020 | 2026-09-08 00:18 | 1501002237 | FILTER, 30/30, DUAL 9, HIGH-CAPACITY, MERV 9, 20X25X2 | 1501002237 - FILTER, 30/30, DUAL 9, HIGH-CAPACITY, MERV 9, 20X25X2 |  |  |  | 4 |  | 16.46 | 65.84 | September | 2026
B0122 AHU 2-3 S | 001 | 000000111020 | 2026-09-08 00:18 | 1501002230 | FILTER, 30/30, DUAL 9, HIGH-CAPACITY, MERV 9, 12X20X2 | 1501002230 - FILTER, 30/30, DUAL 9, HIGH-CAPACITY, MERV 9, 12X20X2 |  |  |  | 2 |  | 10.3597 | 20.7194 | September | 2026
0045 FTU Q-4 | 001 | 000000031021 | 2026-09-09 00:06 | 1501001250 | FILTER, 14 X 24 X 1, PLEATED MDL 40 HI-CAP MERV 10 (14X24X1) | 1501001250 - FILTER, 14 X 24 X 1, PLEATED MDL 40 HI-CAP MERV 10 (14X24X1) |  |  |  | 1 |  | 0 | 0 | September | 2026
0045 FTU Q-4 | 001 | 000000031022 | 2026-09-09 00:06 | 1501001250 | FILTER, 14 X 24 X 1, PLEATED MDL 40 HI-CAP MERV 10 (14X24X1) | 1501001250 - FILTER, 14 X 24 X 1, PLEATED MDL 40 HI-CAP MERV 10 (14X24X1) |  |  |  | 1 |  | 0 | 0 | September | 2026
0045 FTU Q-4 | 001 | 000000031023 | 2026-09-09 00:06 | 1501001250 | FILTER, 14 X 24 X 1, PLEATED MDL 40 HI-CAP MERV 10 (14X24X1) | 1501001250 - FILTER, 14 X 24 X 1, PLEATED MDL 40 HI-CAP MERV 10 (14X24X1) |  |  |  | 1 |  | 0 | 0 | September | 2026
0045 FTU Q-4 | 001 | 000000031144 | 2026-09-09 00:06 | 1501001250 | FILTER, 14 X 24 X 1, PLEATED MDL 40 HI-CAP MERV 10 (14X24X1) | 1501001250 - FILTER, 14 X 24 X 1, PLEATED MDL 40 HI-CAP MERV 10 (14X24X1) |  |  |  | 1 |  | 0 | 0 | September | 2026
0045 FTU Q-4 | 001 | 000000031145 | 2026-09-09 00:06 | 1501001250 | FILTER, 14 X 24 X 1, PLEATED MDL 40 HI-CAP MERV 10 (14X24X1) | 1501001250 - FILTER, 14 X 24 X 1, PLEATED MDL 40 HI-CAP MERV 10 (14X24X1) |  |  |  | 1 |  | 0 | 0 | September | 2026
0045 FTU Q-4 | 001 | 000000031147 | 2026-09-09 00:06 | 1501001250 | FILTER, 14 X 24 X 1, PLEATED MDL 40 HI-CAP MERV 10 (14X24X1) | 1501001250 - FILTER, 14 X 24 X 1, PLEATED MDL 40 HI-CAP MERV 10 (14X24X1) |  |  |  | 1 |  | 0 | 0 | September | 2026
0045 FTU Q-4 | 001 | 000000031148 | 2026-09-09 00:06 | 1501001250 | FILTER, 14 X 24 X 1, PLEATED MDL 40 HI-CAP MERV 10 (14X24X1) | 1501001250 - FILTER, 14 X 24 X 1, PLEATED MDL 40 HI-CAP MERV 10 (14X24X1) |  |  |  | 1 |  | 0 | 0 | September | 2026
B0089 AHU2 Q | 001 | 000000055001 | 2026-09-09 00:16 | 1501001135 | FILTER, 20 X 21 X 1, PLEATED MDL 40 HI-CAP MERV 10 (20X21X1) | 1501001135 - FILTER, 20 X 21 X 1, PLEATED MDL 40 HI-CAP MERV 10 (20X21X1) |  |  |  | 1 |  | 5.69 | 5.69 | September | 2026
0045 FTU Q-2 | 001 | 000000031150 | 2026-09-13 00:06 | 1501001250 | FILTER, 14 X 24 X 1, PLEATED MDL 40 HI-CAP MERV 10 (14X24X1) | 1501001250 - FILTER, 14 X 24 X 1, PLEATED MDL 40 HI-CAP MERV 10 (14X24X1) |  |  |  | 1 |  | 0 | 0 | September | 2026
0045 FTU Q-2 | 001 | 000000031151 | 2026-09-13 00:06 | 1501001250 | FILTER, 14 X 24 X 1, PLEATED MDL 40 HI-CAP MERV 10 (14X24X1) | 1501001250 - FILTER, 14 X 24 X 1, PLEATED MDL 40 HI-CAP MERV 10 (14X24X1) |  |  |  | 1 |  | 0 | 0 | September | 2026
0045 FTU Q-2 | 001 | 000000031152 | 2026-09-13 00:06 | 1501001250 | FILTER, 14 X 24 X 1, PLEATED MDL 40 HI-CAP MERV 10 (14X24X1) | 1501001250 - FILTER, 14 X 24 X 1, PLEATED MDL 40 HI-CAP MERV 10 (14X24X1) |  |  |  | 1 |  | 0 | 0 | September | 2026
0045 FTU Q-2 | 001 | 000000031154 | 2026-09-13 00:06 | 1501001250 | FILTER, 14 X 24 X 1, PLEATED MDL 40 HI-CAP MERV 10 (14X24X1) | 1501001250 - FILTER, 14 X 24 X 1, PLEATED MDL 40 HI-CAP MERV 10 (14X24X1) |  |  |  | 1 |  | 0 | 0 | September | 2026
0045 FTU Q-2 | 001 | 000000031155 | 2026-09-13 00:06 | 1501001250 | FILTER, 14 X 24 X 1, PLEATED MDL 40 HI-CAP MERV 10 (14X24X1) | 1501001250 - FILTER, 14 X 24 X 1, PLEATED MDL 40 HI-CAP MERV 10 (14X24X1) |  |  |  | 1 |  | 0 | 0 | September | 2026
0045 FTU Q-2 | 001 | 000000031186 | 2026-09-13 00:06 | 1501001250 | FILTER, 14 X 24 X 1, PLEATED MDL 40 HI-CAP MERV 10 (14X24X1) | 1501001250 - FILTER, 14 X 24 X 1, PLEATED MDL 40 HI-CAP MERV 10 (14X24X1) |  |  |  | 1 |  | 0 | 0 | September | 2026
0045 FTU Q-2 | 001 | 000000031193 | 2026-09-13 00:06 | 1501001250 | FILTER, 14 X 24 X 1, PLEATED MDL 40 HI-CAP MERV 10 (14X24X1) | 1501001250 - FILTER, 14 X 24 X 1, PLEATED MDL 40 HI-CAP MERV 10 (14X24X1) |  |  |  | 1 |  | 0 | 0 | September | 2026
0119-FTU-A.2 | 001 | 000000108075 | 2026-09-13 00:07 | 1501001139 | FILTER, 16 X 20 X 1, PLEATED MDL 40 HI-CAP MERV 10 (16X20X1) (ACTUAL SIZE: 15-1/2"X19-1/2"X3/4") | 1501001139 - FILTER, 16 X 20 X 1, PLEATED MDL 40 HI-CAP MERV 10 (16X20X1) (ACTUAL SIZE: 15-1/2"X19-1/2"X3/4") |  |  |  | 1 |  | 0 | 0 | September | 2026
0119-FTU-A.2 | 001 | 000000108076 | 2026-09-13 00:07 | 1501001133 | FILTER, 20 X 20 X 1, PLEATED MDL 40 STANDARD MERV 10 (20X20X1) | 1501001133 - FILTER, 20 X 20 X 1, PLEATED MDL 40 STANDARD MERV 10 (20X20X1) |  |  |  | 1 |  | 0 | 0 | September | 2026
0119-FTU-A.2 | 001 | 000000108077 | 2026-09-13 00:07 | 1501001139 | FILTER, 16 X 20 X 1, PLEATED MDL 40 HI-CAP MERV 10 (16X20X1) (ACTUAL SIZE: 15-1/2"X19-1/2"X3/4") | 1501001139 - FILTER, 16 X 20 X 1, PLEATED MDL 40 HI-CAP MERV 10 (16X20X1) (ACTUAL SIZE: 15-1/2"X19-1/2"X3/4") |  |  |  | 1 |  | 0 | 0 | September | 2026
0119-FTU-A.2 | 001 | 000000108078 | 2026-09-13 00:07 | 1501001133 | FILTER, 20 X 20 X 1, PLEATED MDL 40 STANDARD MERV 10 (20X20X1) | 1501001133 - FILTER, 20 X 20 X 1, PLEATED MDL 40 STANDARD MERV 10 (20X20X1) |  |  |  | 1 |  | 0 | 0 | September | 2026
0119-FTU-A.2 | 001 | 000000108079 | 2026-09-13 00:07 | 1501001139 | FILTER, 16 X 20 X 1, PLEATED MDL 40 HI-CAP MERV 10 (16X20X1) (ACTUAL SIZE: 15-1/2"X19-1/2"X3/4") | 1501001139 - FILTER, 16 X 20 X 1, PLEATED MDL 40 HI-CAP MERV 10 (16X20X1) (ACTUAL SIZE: 15-1/2"X19-1/2"X3/4") |  |  |  | 1 |  | 0 | 0 | September | 2026
0119-FTU-A.2 | 001 | 000000108080 | 2026-09-13 00:07 | 1501001133 | FILTER, 20 X 20 X 1, PLEATED MDL 40 STANDARD MERV 10 (20X20X1) | 1501001133 - FILTER, 20 X 20 X 1, PLEATED MDL 40 STANDARD MERV 10 (20X20X1) |  |  |  | 1 |  | 0 | 0 | September | 2026
0119-FTU-A.2 | 001 | 000000108081 | 2026-09-13 00:07 | 1501001139 | FILTER, 16 X 20 X 1, PLEATED MDL 40 HI-CAP MERV 10 (16X20X1) (ACTUAL SIZE: 15-1/2"X19-1/2"X3/4") | 1501001139 - FILTER, 16 X 20 X 1, PLEATED MDL 40 HI-CAP MERV 10 (16X20X1) (ACTUAL SIZE: 15-1/2"X19-1/2"X3/4") |  |  |  | 1 |  | 0 | 0 | September | 2026
0119-FTU-A.2 | 001 | 000000108082 | 2026-09-13 00:07 | 1501001139 | FILTER, 16 X 20 X 1, PLEATED MDL 40 HI-CAP MERV 10 (16X20X1) (ACTUAL SIZE: 15-1/2"X19-1/2"X3/4") | 1501001139 - FILTER, 16 X 20 X 1, PLEATED MDL 40 HI-CAP MERV 10 (16X20X1) (ACTUAL SIZE: 15-1/2"X19-1/2"X3/4") |  |  |  | 1 |  | 0 | 0 | September | 2026
0119-FTU-A.2 | 001 | 000000109041 | 2026-09-13 00:07 | 1501001133 | FILTER, 20 X 20 X 1, PLEATED MDL 40 STANDARD MERV 10 (20X20X1) | 1501001133 - FILTER, 20 X 20 X 1, PLEATED MDL 40 STANDARD MERV 10 (20X20X1) |  |  |  | 1 |  | 0 | 0 | September | 2026
0119-FTU-A.2 | 001 | 000000109042 | 2026-09-13 00:07 | 1501001133 | FILTER, 20 X 20 X 1, PLEATED MDL 40 STANDARD MERV 10 (20X20X1) | 1501001133 - FILTER, 20 X 20 X 1, PLEATED MDL 40 STANDARD MERV 10 (20X20X1) |  |  |  | 1 |  | 0 | 0 | September | 2026
0119-FTU-A.2 | 001 | 000000109043 | 2026-09-13 00:07 | 1501001133 | FILTER, 20 X 20 X 1, PLEATED MDL 40 STANDARD MERV 10 (20X20X1) | 1501001133 - FILTER, 20 X 20 X 1, PLEATED MDL 40 STANDARD MERV 10 (20X20X1) |  |  |  | 1 |  | 0 | 0 | September | 2026
0119-FTU-A.2 | 001 | 000000109044 | 2026-09-13 00:07 | 1501001133 | FILTER, 20 X 20 X 1, PLEATED MDL 40 STANDARD MERV 10 (20X20X1) | 1501001133 - FILTER, 20 X 20 X 1, PLEATED MDL 40 STANDARD MERV 10 (20X20X1) |  |  |  | 1 |  | 0 | 0 | September | 2026
B0040R387 AHU Q | 001 | 000000028459 | 2026-09-13 00:13 | 1501001123 | FILTER, 16 X 20 X 2, PLEATED MDL 40 HI-CAP MERV 10 (16X20X2) | 1501001123 - FILTER, 16 X 20 X 2, PLEATED MDL 40 HI-CAP MERV 10 (16X20X2) |  |  |  | 4 |  | 0 | 0 | September | 2026
ERU MLY CHK MT1 | 001 | 000000111022 | 2026-09-13 00:25 | 1501001167 | FILTER, 12 X 20 X 2, PLEATED MDL 40 HI-CAP MERV 10 (12X20X2) | 1501001167 - FILTER, 12 X 20 X 2, PLEATED MDL 40 HI-CAP MERV 10 (12X20X2) |  |  |  | 2 |  | 3.92 | 7.84 | September | 2026
ERU MLY CHK MT1 | 001 | 000000111022 | 2026-09-13 00:25 | 1501001910 | FILTER, 20 X 25 X 2, PLEATED MDL 40 HI-CAP MERV 10 (20X25X2) | 1501001910 - FILTER, 20 X 25 X 2, PLEATED MDL 40 HI-CAP MERV 10 (20X25X2) |  |  |  | 4 |  | 0 | 0 | September | 2026
B0045 AHU-1 SA | 001 | 000000031014 | 2026-09-14 00:13 | 1501001425 | BELT, #BX-82, BX82 (COG TYPE) | 1501001425 - BELT, #BX-82, BX82 (COG TYPE) |  |  |  | 2 |  | 12.4916 | 24.9832 | September | 2026
B0045 AHU-1 SA | 001 | 000000031014 | 2026-09-14 00:13 | 1501001179 | FILTER, MERV 13, 20 X 25 X 4, PLEATED MDL 40 HI-CAP (20X25X4) | 1501001179 - FILTER, MERV 13, 20 X 25 X 4, PLEATED MDL 40 HI-CAP (20X25X4) |  |  |  | 12 |  | 0 | 0 | September | 2026
B0045 AHU-1 SA | 001 | 000000031014 | 2026-09-14 00:13 | 1501001175 | FILTER, MERV 13, 16 X 25 X 4, PLEATED MDL 40 HI-CAP (16X25X4) | 1501001175 - FILTER, MERV 13, 16 X 25 X 4, PLEATED MDL 40 HI-CAP (16X25X4) |  |  |  | 4 |  | 0 | 0 | September | 2026
B0045 AHU-1 SA | 001 | 000000031014 | 2026-09-14 00:13 | 1501001207 | FILTER, MERV 13, 16 X 20 X 4, PLEATED MDL 40 HI-CAP (16X20X4) | 1501001207 - FILTER, MERV 13, 16 X 20 X 4, PLEATED MDL 40 HI-CAP (16X20X4) |  |  |  | 1 |  | 0 | 0 | September | 2026
B0045 AHU-2 SA | 001 | 000000031183 | 2026-09-14 00:13 | 1501001179 | FILTER, MERV 13, 20 X 25 X 4, PLEATED MDL 40 HI-CAP (20X25X4) | 1501001179 - FILTER, MERV 13, 20 X 25 X 4, PLEATED MDL 40 HI-CAP (20X25X4) |  |  |  | 12 |  | 0 | 0 | September | 2026
B0045 AHU-2 SA | 001 | 000000031183 | 2026-09-14 00:13 | 1501001175 | FILTER, MERV 13, 16 X 25 X 4, PLEATED MDL 40 HI-CAP (16X25X4) | 1501001175 - FILTER, MERV 13, 16 X 25 X 4, PLEATED MDL 40 HI-CAP (16X25X4) |  |  |  | 4 |  | 0 | 0 | September | 2026
B0045 AHU-2 SA | 001 | 000000031183 | 2026-09-14 00:13 | 1501001207 | FILTER, MERV 13, 16 X 20 X 4, PLEATED MDL 40 HI-CAP (16X20X4) | 1501001207 - FILTER, MERV 13, 16 X 20 X 4, PLEATED MDL 40 HI-CAP (16X20X4) |  |  |  | 1 |  | 0 | 0 | September | 2026
B0045 AHU-3 A | 001 | 000000031054 | 2026-09-14 00:13 | 1501001436 | BELT, #BX-85, BX85 (COG TYPE) | 1501001436 - BELT, #BX-85, BX85 (COG TYPE) |  |  |  | 2 |  | 0 | 0 | September | 2026
B0045 AHU-3 A | 001 | 000000031054 | 2026-09-14 00:13 | 1501001177 | FILTER, MERV 13, 20 X 24 X 4, PLEATED MDL 40 HI-CAP (20X24X4) | 1501001177 - FILTER, MERV 13, 20 X 24 X 4, PLEATED MDL 40 HI-CAP (20X24X4) |  |  |  | 8 |  | 21.1864 | 169.4912 | September | 2026
B0045 AHU-3 A | 001 | 000000031054 | 2026-09-14 00:13 | 1501001175 | FILTER, MERV 13, 16 X 25 X 4, PLEATED MDL 40 HI-CAP (16X25X4) | 1501001175 - FILTER, MERV 13, 16 X 25 X 4, PLEATED MDL 40 HI-CAP (16X25X4) |  |  |  | 3 |  | 0 | 0 | September | 2026
B0045 AHU-3 A | 001 | 000000031054 | 2026-09-14 00:13 | 1501001207 | FILTER, MERV 13, 16 X 20 X 4, PLEATED MDL 40 HI-CAP (16X20X4) | 1501001207 - FILTER, MERV 13, 16 X 20 X 4, PLEATED MDL 40 HI-CAP (16X20X4) |  |  |  | 1 |  | 0 | 0 | September | 2026
B0123 AHU6 Q | 001 | 000002000020 | 2026-09-14 00:18 | 1501001594 | FILTER, 20 X 20 X 4, PLEATED MDL 40 HI-CAP MERV 10 (20X20X4) | 1501001594 - FILTER, 20 X 20 X 4, PLEATED MDL 40 HI-CAP MERV 10 (20X20X4) |  |  |  | 6 |  | 5.2111 | 31.2666 | September | 2026
0022-AHU-1 Q-1 | 001 | 000007091894 | 2026-09-15 00:05 | 1501001617 | FILTER, 20 X 24 X 1, PLEATED MDL 40 HI-CAP MERV 10 (20X24X1) | 1501001617 - FILTER, 20 X 24 X 1, PLEATED MDL 40 HI-CAP MERV 10 (20X24X1) |  |  |  | 1 |  | 7.5693 | 7.5693 | September | 2026
0045 FTU Q-1 | 001 | 000000031001 | 2026-09-15 00:05 | 1501001883 | FILTER, 17 X 30 X 1, PLEATED MDL 40 HI-CAP MERV 10 (17X30X1) | 1501001883 - FILTER, 17 X 30 X 1, PLEATED MDL 40 HI-CAP MERV 10 (17X30X1) |  |  |  | 1 |  | 0 | 0 | September | 2026
0045 FTU Q-1 | 001 | 000000031002 | 2026-09-15 00:05 | 1501001883 | FILTER, 17 X 30 X 1, PLEATED MDL 40 HI-CAP MERV 10 (17X30X1) | 1501001883 - FILTER, 17 X 30 X 1, PLEATED MDL 40 HI-CAP MERV 10 (17X30X1) |  |  |  | 1 |  | 0 | 0 | September | 2026
0045 FTU Q-1 | 001 | 000000031006 | 2026-09-15 00:05 | 1501001883 | FILTER, 17 X 30 X 1, PLEATED MDL 40 HI-CAP MERV 10 (17X30X1) | 1501001883 - FILTER, 17 X 30 X 1, PLEATED MDL 40 HI-CAP MERV 10 (17X30X1) |  |  |  | 1 |  | 0 | 0 | September | 2026
0045 FTU Q-1 | 001 | 000000031008 | 2026-09-15 00:05 | 1501001883 | FILTER, 17 X 30 X 1, PLEATED MDL 40 HI-CAP MERV 10 (17X30X1) | 1501001883 - FILTER, 17 X 30 X 1, PLEATED MDL 40 HI-CAP MERV 10 (17X30X1) |  |  |  | 1 |  | 0 | 0 | September | 2026
0045 FTU Q-1 | 001 | 000000031009 | 2026-09-15 00:05 | 1501001883 | FILTER, 17 X 30 X 1, PLEATED MDL 40 HI-CAP MERV 10 (17X30X1) | 1501001883 - FILTER, 17 X 30 X 1, PLEATED MDL 40 HI-CAP MERV 10 (17X30X1) |  |  |  | 1 |  | 0 | 0 | September | 2026
0045 FTU Q-1 | 001 | 000000031010 | 2026-09-15 00:05 | 1501001883 | FILTER, 17 X 30 X 1, PLEATED MDL 40 HI-CAP MERV 10 (17X30X1) | 1501001883 - FILTER, 17 X 30 X 1, PLEATED MDL 40 HI-CAP MERV 10 (17X30X1) |  |  |  | 1 |  | 0 | 0 | September | 2026
0045 FTU Q-1 | 001 | 000000031011 | 2026-09-15 00:05 | 1501001883 | FILTER, 17 X 30 X 1, PLEATED MDL 40 HI-CAP MERV 10 (17X30X1) | 1501001883 - FILTER, 17 X 30 X 1, PLEATED MDL 40 HI-CAP MERV 10 (17X30X1) |  |  |  | 1 |  | 0 | 0 | September | 2026
B0021 AHU-1A | 001 | 000000014025 | 2026-09-15 00:12 | 1501002234 | FILTER, 30/30, DUAL 9, HIGH-CAPACITY, MERV 9, 24X24X2 | 1501002234 - FILTER, 30/30, DUAL 9, HIGH-CAPACITY, MERV 9, 24X24X2 |  |  |  | 30 |  | 0 | 0 | September | 2026
B0021 AHU-2A | 001 | 000000014030 | 2026-09-15 00:12 | 1501002234 | FILTER, 30/30, DUAL 9, HIGH-CAPACITY, MERV 9, 24X24X2 | 1501002234 - FILTER, 30/30, DUAL 9, HIGH-CAPACITY, MERV 9, 24X24X2 |  |  |  | 25 |  | 0 | 0 | September | 2026
B0021 AHU-3A | 001 | 000000014006 | 2026-09-15 00:12 | 1501001379 | BELT, #AX-38, AX38 (COG TYPE) | 1501001379 - BELT, #AX-38, AX38 (COG TYPE) |  |  |  | 1 |  | 0 | 0 | September | 2026
B0021 AHU-3A | 001 | 000000014006 | 2026-09-15 00:12 | 1501001489 | FILTER, 30/30, DUAL 9, HIGH-CAPACITY, MERV 9, 10X20X2 | 1501001489 - FILTER, 30/30, DUAL 9, HIGH-CAPACITY, MERV 9, 10X20X2 |  |  |  | 2 |  | 6.81 | 13.62 | September | 2026
B0021 AHU-3A | 001 | 000000014006 | 2026-09-15 00:12 | 1501002233 | FILTER, 30/30, DUAL 9, HIGH-CAPACITY, MERV 9, 20X24X2 | 1501002233 - FILTER, 30/30, DUAL 9, HIGH-CAPACITY, MERV 9, 20X24X2 |  |  |  | 4 |  | 0 | 0 | September | 2026
B0021 DAHU-1A | 001 | 000000003374 | 2026-09-15 00:12 | 1501001928 | FILTER, 20 X 22 X 1, PLEATED MDL 40 HI-CAP MERV 10 (20X22X1) | 1501001928 - FILTER, 20 X 22 X 1, PLEATED MDL 40 HI-CAP MERV 10 (20X22X1) |  |  |  | 1 |  | 1 | 1 | September | 2026
B0021 DAHU-2A | 001 | 000000003375 | 2026-09-15 00:12 | 1501001928 | FILTER, 20 X 22 X 1, PLEATED MDL 40 HI-CAP MERV 10 (20X22X1) | 1501001928 - FILTER, 20 X 22 X 1, PLEATED MDL 40 HI-CAP MERV 10 (20X22X1) |  |  |  | 1 |  | 1 | 1 | September | 2026
B0021 DAHU-3A | 001 | 000000003376 | 2026-09-15 00:12 | 1501001928 | FILTER, 20 X 22 X 1, PLEATED MDL 40 HI-CAP MERV 10 (20X22X1) | 1501001928 - FILTER, 20 X 22 X 1, PLEATED MDL 40 HI-CAP MERV 10 (20X22X1) |  |  |  | 1 |  | 1 | 1 | September | 2026
B0021 DAHU-4A | 001 | 000000003377 | 2026-09-15 00:12 | 1501001133 | FILTER, 20 X 20 X 1, PLEATED MDL 40 STANDARD MERV 10 (20X20X1) | 1501001133 - FILTER, 20 X 20 X 1, PLEATED MDL 40 STANDARD MERV 10 (20X20X1) |  |  |  | 6 |  | 0 | 0 | September | 2026
B0021 DAHU-4A | 001 | 000000003377 | 2026-09-15 00:12 | 1501001380 | BELT, #AX-42, AX42 (COG TYPE) | 1501001380 - BELT, #AX-42, AX42 (COG TYPE) |  |  |  | 1 |  | 0 | 0 | September | 2026
B0051 EF-28 | 001 | 000090002555 | 2026-09-15 00:13 | 1501001884 | FILTER, 10X18X1, PLEATED MDL 40 HI-CAP MERV 10 (10 X 18 X 1) | 1501001884 - FILTER, 10X18X1, PLEATED MDL 40 HI-CAP MERV 10 (10 X 18 X 1) |  |  |  | 6 |  | 0 | 0 | September | 2026
0022-AHU-2 Q-1 | 001 | 000007091896 | 2026-09-16 00:05 | 1501001617 | FILTER, 20 X 24 X 1, PLEATED MDL 40 HI-CAP MERV 10 (20X24X1) | 1501001617 - FILTER, 20 X 24 X 1, PLEATED MDL 40 HI-CAP MERV 10 (20X24X1) |  |  |  | 1 |  | 7.5693 | 7.5693 | September | 2026
0051 FLT BW | 001 | 005102100000 | 2026-09-16 00:06 | 1501001121 | FILTER, 20 X 20 X 2, PLEATED MDL 40 STANDARD MERV 10 (20X20X2) | 1501001121 - FILTER, 20 X 20 X 2, PLEATED MDL 40 STANDARD MERV 10 (20X20X2) |  |  |  | 2 |  | 0 | 0 | September | 2026
0051 FLT BW | 001 | 005102120000 | 2026-09-16 00:06 | 1501001121 | FILTER, 20 X 20 X 2, PLEATED MDL 40 STANDARD MERV 10 (20X20X2) | 1501001121 - FILTER, 20 X 20 X 2, PLEATED MDL 40 STANDARD MERV 10 (20X20X2) |  |  |  | 2 |  | 0 | 0 | September | 2026
0051 FLT BW | 001 | 005102160000 | 2026-09-16 00:06 | 1501001121 | FILTER, 20 X 20 X 2, PLEATED MDL 40 STANDARD MERV 10 (20X20X2) | 1501001121 - FILTER, 20 X 20 X 2, PLEATED MDL 40 STANDARD MERV 10 (20X20X2) |  |  |  | 2 |  | 0 | 0 | September | 2026
0051 FLT BW | 001 | 005102200000 | 2026-09-16 00:06 | 1501001121 | FILTER, 20 X 20 X 2, PLEATED MDL 40 STANDARD MERV 10 (20X20X2) | 1501001121 - FILTER, 20 X 20 X 2, PLEATED MDL 40 STANDARD MERV 10 (20X20X2) |  |  |  | 3 |  | 0 | 0 | September | 2026
B0120 FCU Q | 001 | 000000002440 | 2026-09-16 00:18 | 1501001123 | FILTER, 16 X 20 X 2, PLEATED MDL 40 HI-CAP MERV 10 (16X20X2) | 1501001123 - FILTER, 16 X 20 X 2, PLEATED MDL 40 HI-CAP MERV 10 (16X20X2) |  |  |  | 2 |  | 0 | 0 | September | 2026
B0120 FCU Q | 001 | 000000002441 | 2026-09-16 00:18 | 1501001122 | FILTER, 16 X 25 X 2, PLEATED MDL 40 HI-CAP MERV 10 (16X25X2) | 1501001122 - FILTER, 16 X 25 X 2, PLEATED MDL 40 HI-CAP MERV 10 (16X25X2) |  |  |  | 3 |  | 0 | 0 | September | 2026
B0120 FCU Q | 001 | 000000002442 | 2026-09-16 00:18 | 1501001123 | FILTER, 16 X 20 X 2, PLEATED MDL 40 HI-CAP MERV 10 (16X20X2) | 1501001123 - FILTER, 16 X 20 X 2, PLEATED MDL 40 HI-CAP MERV 10 (16X20X2) |  |  |  | 2 |  | 0 | 0 | September | 2026
B0120 FCU Q | 001 | 000000002443 | 2026-09-16 00:18 | 1501001123 | FILTER, 16 X 20 X 2, PLEATED MDL 40 HI-CAP MERV 10 (16X20X2) | 1501001123 - FILTER, 16 X 20 X 2, PLEATED MDL 40 HI-CAP MERV 10 (16X20X2) |  |  |  | 3 |  | 0 | 0 | September | 2026
B0120 FCU Q | 001 | 000000002444 | 2026-09-16 00:18 | 1501001094 | FILTER, 20 X 24 X 2, PLEATED MDL 40 HI-CAP MERV 10 (20X24X2, 24X20X2, 24 X 20 X 2)) | 1501001094 - FILTER, 20 X 24 X 2, PLEATED MDL 40 HI-CAP MERV 10 (20X24X2, 24X20X2, 24 X 20 X 2)) |  |  |  | 2 |  | 0 | 0 | September | 2026
B0120 FCU Q | 001 | 000000002445 | 2026-09-16 00:18 | 1501001094 | FILTER, 20 X 24 X 2, PLEATED MDL 40 HI-CAP MERV 10 (20X24X2, 24X20X2, 24 X 20 X 2)) | 1501001094 - FILTER, 20 X 24 X 2, PLEATED MDL 40 HI-CAP MERV 10 (20X24X2, 24X20X2, 24 X 20 X 2)) |  |  |  | 2 |  | 0 | 0 | September | 2026
B0120 FCU Q | 001 | 000000002446 | 2026-09-16 00:18 | 1501001094 | FILTER, 20 X 24 X 2, PLEATED MDL 40 HI-CAP MERV 10 (20X24X2, 24X20X2, 24 X 20 X 2)) | 1501001094 - FILTER, 20 X 24 X 2, PLEATED MDL 40 HI-CAP MERV 10 (20X24X2, 24X20X2, 24 X 20 X 2)) |  |  |  | 2 |  | 0 | 0 | September | 2026
B0120 FCU Q | 001 | 000000002447 | 2026-09-16 00:18 | 1501001121 | FILTER, 20 X 20 X 2, PLEATED MDL 40 STANDARD MERV 10 (20X20X2) | 1501001121 - FILTER, 20 X 20 X 2, PLEATED MDL 40 STANDARD MERV 10 (20X20X2) |  |  |  | 1 |  | 0 | 0 | September | 2026
B0120 FCU Q | 001 | 000000002449 | 2026-09-16 00:18 | 1501001121 | FILTER, 20 X 20 X 2, PLEATED MDL 40 STANDARD MERV 10 (20X20X2) | 1501001121 - FILTER, 20 X 20 X 2, PLEATED MDL 40 STANDARD MERV 10 (20X20X2) |  |  |  | 1 |  | 0 | 0 | September | 2026
B0120 FCU Q | 001 | 000000002450 | 2026-09-16 00:18 | 1501001160 | FILTER, 12 X 25 X 2, PLEATED MDL 40 HI-CAP MERV 10(12X25X2) | 1501001160 - FILTER, 12 X 25 X 2, PLEATED MDL 40 HI-CAP MERV 10(12X25X2) |  |  |  | 1 |  | 8.65 | 8.65 | September | 2026
B0120 FCU Q | 001 | 000000002451 | 2026-09-16 00:18 | 1501001121 | FILTER, 20 X 20 X 2, PLEATED MDL 40 STANDARD MERV 10 (20X20X2) | 1501001121 - FILTER, 20 X 20 X 2, PLEATED MDL 40 STANDARD MERV 10 (20X20X2) |  |  |  | 1 |  | 0 | 0 | September | 2026
B0120 FCU Q | 001 | 000000002447 | 2026-09-16 00:18 | 1501001910 | FILTER, 20 X 25 X 2, PLEATED MDL 40 HI-CAP MERV 10 (20X25X2) | 1501001910 - FILTER, 20 X 25 X 2, PLEATED MDL 40 HI-CAP MERV 10 (20X25X2) |  |  |  | 1 |  | 0 | 0 | September | 2026
B0120 FCU Q | 001 | 000000002449 | 2026-09-16 00:18 | 1501001910 | FILTER, 20 X 25 X 2, PLEATED MDL 40 HI-CAP MERV 10 (20X25X2) | 1501001910 - FILTER, 20 X 25 X 2, PLEATED MDL 40 HI-CAP MERV 10 (20X25X2) |  |  |  | 1 |  | 0 | 0 | September | 2026
B0120 FCU Q | 001 | 000000002451 | 2026-09-16 00:18 | 1501001910 | FILTER, 20 X 25 X 2, PLEATED MDL 40 HI-CAP MERV 10 (20X25X2) | 1501001910 - FILTER, 20 X 25 X 2, PLEATED MDL 40 HI-CAP MERV 10 (20X25X2) |  |  |  | 1 |  | 0 | 0 | September | 2026
B0071-AHU-Q | 001 | 0071-H-AHU-3 | 2026-09-20 00:14 | 1501001159 | FILTER, 16X20X1 (ACTUAL SIZE) **SPECIAL FILTER FOR B0016C** DAHU-1, MERV 10 | 1501001159 - FILTER, 16X20X1 (ACTUAL SIZE) **SPECIAL FILTER FOR B0016C** DAHU-1, MERV 10 |  |  |  | 1 |  | 0 | 0 | September | 2026
B0154 AHU-1 M1 | 001 | 000000129019 | 2026-09-21 00:20 | 1501002236 | FILTER, 30/30, DUAL 9, HIGH-CAPACITY, MERV 9, 16X25X2 | 1501002236 - FILTER, 30/30, DUAL 9, HIGH-CAPACITY, MERV 9, 16X25X2 |  |  |  | 12 |  | 0 | 0 | September | 2026
B0080 AHU-5 A | 001 | 000000069084 | 2026-09-22 00:15 | 1501001405 | BELT, #BX-59, BX59 (COG TYPE) | 1501001405 - BELT, #BX-59, BX59 (COG TYPE) |  |  |  | 2 |  | 12.865 | 25.73 | September | 2026
B0080 AHU-5 A | 001 | 000000069084 | 2026-09-22 00:15 | 1501002210 | FILTER, BAG, 24X24X12, MERV14A, CAMFIL 10P, 405619A12 | 1501002210 - FILTER, BAG, 24X24X12, MERV14A, CAMFIL 10P, 405619A12 |  |  |  | 6 |  | 0 | 0 | September | 2026
B0080 AHU-6 A | 001 | 000000069104 | 2026-09-22 00:15 | 1501001405 | BELT, #BX-59, BX59 (COG TYPE) | 1501001405 - BELT, #BX-59, BX59 (COG TYPE) |  |  |  | 2 |  | 12.865 | 25.73 | September | 2026
B0080 AHU-6 A | 001 | 000000069104 | 2026-09-22 00:15 | 1501002210 | FILTER, BAG, 24X24X12, MERV14A, CAMFIL 10P, 405619A12 | 1501002210 - FILTER, BAG, 24X24X12, MERV14A, CAMFIL 10P, 405619A12 |  |  |  | 6 |  | 0 | 0 | September | 2026
B0080 AHU-8 A | 001 | 000000069113 | 2026-09-22 00:15 | 1501001003 | BELT, #AX-47, AX47 (COG TYPE) | 1501001003 - BELT, #AX-47, AX47 (COG TYPE) |  |  |  | 1 |  | 0 | 0 | September | 2026
B0080 AHU-8 A | 001 | 000000069113 | 2026-09-22 00:15 | 1501002204 | FILTER, BAG, 20X20X12, MERV14A, CAMFIL 8P, 405619D12 (REPLACES 1501001202) | 1501002204 - FILTER, BAG, 20X20X12, MERV14A, CAMFIL 8P, 405619D12 (REPLACES 1501001202) |  |  |  | 3 |  | 0 | 0 | September | 2026
B0080 AHU-8 A | 001 | 000000069113 | 2026-09-22 00:15 | 1501002201 | FILTER, BAG, 12X20X12, HEIGHT X WIDTH X DEPTH, (HORIZONTAL CONFIGURATION), MERV14A, CAMIL 10P, (REPLACES 1501001098) | 1501002201 - FILTER, BAG, 12X20X12, HEIGHT X WIDTH X DEPTH, (HORIZONTAL CONFIGURATION), MERV14A, CAMIL 10P, (REPLACES 1501001098) |  |  |  | 3 |  | 73.5938 | 220.7814 | September | 2026
0045 FTU Q-6 | 001 | 000000031044 | 2026-09-23 00:06 | 1501001250 | FILTER, 14 X 24 X 1, PLEATED MDL 40 HI-CAP MERV 10 (14X24X1) | 1501001250 - FILTER, 14 X 24 X 1, PLEATED MDL 40 HI-CAP MERV 10 (14X24X1) |  |  |  | 1 |  | 0 | 0 | September | 2026
0045 FTU Q-6 | 001 | 000000031046 | 2026-09-23 00:06 | 1501001250 | FILTER, 14 X 24 X 1, PLEATED MDL 40 HI-CAP MERV 10 (14X24X1) | 1501001250 - FILTER, 14 X 24 X 1, PLEATED MDL 40 HI-CAP MERV 10 (14X24X1) |  |  |  | 1 |  | 0 | 0 | September | 2026
0045 FTU Q-6 | 001 | 000090002575 | 2026-09-23 00:06 | 1501001250 | FILTER, 14 X 24 X 1, PLEATED MDL 40 HI-CAP MERV 10 (14X24X1) | 1501001250 - FILTER, 14 X 24 X 1, PLEATED MDL 40 HI-CAP MERV 10 (14X24X1) |  |  |  | 1 |  | 0 | 0 | September | 2026
0045 FTU Q-6 | 001 | 000000031045 | 2026-09-23 00:06 | 1501001883 | FILTER, 17 X 30 X 1, PLEATED MDL 40 HI-CAP MERV 10 (17X30X1) | 1501001883 - FILTER, 17 X 30 X 1, PLEATED MDL 40 HI-CAP MERV 10 (17X30X1) |  |  |  | 1 |  | 0 | 0 | September | 2026
0045 FTU Q-6 | 001 | 000090002581 | 2026-09-23 00:06 | 1501001250 | FILTER, 14 X 24 X 1, PLEATED MDL 40 HI-CAP MERV 10 (14X24X1) | 1501001250 - FILTER, 14 X 24 X 1, PLEATED MDL 40 HI-CAP MERV 10 (14X24X1) |  |  |  | 1 |  | 0 | 0 | September | 2026
0045 FTU Q-6 | 001 | 000090002582 | 2026-09-23 00:06 | 1501001250 | FILTER, 14 X 24 X 1, PLEATED MDL 40 HI-CAP MERV 10 (14X24X1) | 1501001250 - FILTER, 14 X 24 X 1, PLEATED MDL 40 HI-CAP MERV 10 (14X24X1) |  |  |  | 1 |  | 0 | 0 | September | 2026
0045 FTU Q-6 | 001 | 000090002579 | 2026-09-23 00:06 | 1501001883 | FILTER, 17 X 30 X 1, PLEATED MDL 40 HI-CAP MERV 10 (17X30X1) | 1501001883 - FILTER, 17 X 30 X 1, PLEATED MDL 40 HI-CAP MERV 10 (17X30X1) |  |  |  | 1 |  | 0 | 0 | September | 2026
B0080 AHU-2 A | 001 | 000000069026 | 2026-09-23 00:15 | 1501001405 | BELT, #BX-59, BX59 (COG TYPE) | 1501001405 - BELT, #BX-59, BX59 (COG TYPE) |  |  |  | 2 |  | 12.865 | 25.73 | September | 2026
B0080 AHU-2 A | 001 | 000000069026 | 2026-09-23 00:15 | 1501002210 | FILTER, BAG, 24X24X12, MERV14A, CAMFIL 10P, 405619A12 | 1501002210 - FILTER, BAG, 24X24X12, MERV14A, CAMFIL 10P, 405619A12 |  |  |  | 6 |  | 0 | 0 | September | 2026
B0080 AHU-3 A | 001 | 000000069070 | 2026-09-23 00:15 | 1501001418 | BELT, #BX-65, BX65 (COG TYPE) | 1501001418 - BELT, #BX-65, BX65 (COG TYPE) |  |  |  | 2 |  | 13.6287 | 27.2574 | September | 2026
B0080 AHU-3 A | 001 | 000000069070 | 2026-09-23 00:15 | 1501002210 | FILTER, BAG, 24X24X12, MERV14A, CAMFIL 10P, 405619A12 | 1501002210 - FILTER, BAG, 24X24X12, MERV14A, CAMFIL 10P, 405619A12 |  |  |  | 8 |  | 0 | 0 | September | 2026
B0080 AHU-9 A | 001 | 000090006068 | 2026-09-23 00:15 | 1501001355 | BELT, #AX-43, AX43 (COG TYPE) | 1501001355 - BELT, #AX-43, AX43 (COG TYPE) |  |  |  | 2 |  | 7.0159 | 14.0318 | September | 2026
B0080 AHU-9 A | 001 | 000090006068 | 2026-09-23 00:15 | 1501002208 | FILTER, BAG, 24X20X12, HEIGHT X WIDTH X DEPTH, (VERTICAL CONFIGURATION), MERV14A, CAMFIL 8P, 405619B12 (REPLACES 1501003005) | 1501002208 - FILTER, BAG, 24X20X12, HEIGHT X WIDTH X DEPTH, (VERTICAL CONFIGURATION), MERV14A, CAMFIL 8P, 405619B12 (REPLACES 1501003005) |  |  |  | 1 |  | 0 | 0 | September | 2026
B0080 AHU-9 A | 001 | 000090006068 | 2026-09-23 00:15 | 1501002210 | FILTER, BAG, 24X24X12, MERV14A, CAMFIL 10P, 405619A12 | 1501002210 - FILTER, BAG, 24X24X12, MERV14A, CAMFIL 10P, 405619A12 |  |  |  | 2 |  | 0 | 0 | September | 2026
B0080 AHU-9 A | 001 | 000090006068 | 2026-09-23 00:15 | 1501002200 | FILTER, BAG, 12X24X12, HEIGHT X WIDTH X DEPTH, (HORIZONTAL CONFIGURATION), MERV14A, CAMFIL 10P, 405619F12 | 1501002200 - FILTER, BAG, 12X24X12, HEIGHT X WIDTH X DEPTH, (HORIZONTAL CONFIGURATION), MERV14A, CAMFIL 10P, 405619F12 |  |  |  | 2 |  | 78.19 | 156.38 | September | 2026
B0140 ERU-1 M1 | 001 | 000000124022 | 2026-09-23 00:19 | 1501001910 | FILTER, 20 X 25 X 2, PLEATED MDL 40 HI-CAP MERV 10 (20X25X2) | 1501001910 - FILTER, 20 X 25 X 2, PLEATED MDL 40 HI-CAP MERV 10 (20X25X2) |  |  |  | 4 |  | 0 | 0 | September | 2026
B0140 ERU-2 M1 | 001 | 000000124038 | 2026-09-23 00:19 | 1501001910 | FILTER, 20 X 25 X 2, PLEATED MDL 40 HI-CAP MERV 10 (20X25X2) | 1501001910 - FILTER, 20 X 25 X 2, PLEATED MDL 40 HI-CAP MERV 10 (20X25X2) |  |  |  | 4 |  | 0 | 0 | September | 2026
B0140 ERU-3 M1 | 001 | 000000124054 | 2026-09-23 00:19 | 1501001167 | FILTER, 12 X 20 X 2, PLEATED MDL 40 HI-CAP MERV 10 (12X20X2) | 1501001167 - FILTER, 12 X 20 X 2, PLEATED MDL 40 HI-CAP MERV 10 (12X20X2) |  |  |  | 2 |  | 3.92 | 7.84 | September | 2026
B0140 ERU-3 M1 | 001 | 000000124054 | 2026-09-23 00:19 | 1501001910 | FILTER, 20 X 25 X 2, PLEATED MDL 40 HI-CAP MERV 10 (20X25X2) | 1501001910 - FILTER, 20 X 25 X 2, PLEATED MDL 40 HI-CAP MERV 10 (20X25X2) |  |  |  | 2 |  | 0 | 0 | September | 2026
FCU-4M-SERV T1 | 001 | 000000111011 | 2026-09-27 00:26 | 1501001529 | FILTER, 8.875 X 61.125 X 1, PLEATED MDL 40 HI-CAP MERV 10 (8 7/8 X 61 1/8 X1, 8 7/8X61 1/8X1, 8.875X61.125X1) | 1501001529 - FILTER, 8.875 X 61.125 X 1, PLEATED MDL 40 HI-CAP MERV 10 (8 7/8 X 61 1/8 X1, 8 7/8X61 1/8X1, 8.875X61.125X1) |  |  |  | 1 |  | 16.89 | 16.89 | September | 2026
B0054 EF S-1 B | 001 | 000000039131 | 2026-09-28 00:14 | 1501001376 | BELT, #AX-35, AX35 (COG TYPE) | 1501001376 - BELT, #AX-35, AX35 (COG TYPE) |  |  |  | 1 |  | 0 | 0 | September | 2026
B0054 EF S-1 B | 001 | 000000039129 | 2026-09-28 00:14 | 1501001279 | BELT, #3L180 | 1501001279 - BELT, #3L180 |  |  |  | 1 |  | 0 | 0 | September | 2026
B0080 AHU-1 A | 001 | 000000069000 | 2026-09-28 00:15 | 1501001414 | BELT, #BX-61, BX61 (COG TYPE) | 1501001414 - BELT, #BX-61, BX61 (COG TYPE) |  |  |  | 2 |  | 13.7016 | 27.4032 | September | 2026
B0080 AHU-1 A | 001 | 000000069000 | 2026-09-28 00:15 | 1501002210 | FILTER, BAG, 24X24X12, MERV14A, CAMFIL 10P, 405619A12 | 1501002210 - FILTER, BAG, 24X24X12, MERV14A, CAMFIL 10P, 405619A12 |  |  |  | 8 |  | 0 | 0 | September | 2026
B0080 AHU-4 A | 001 | 000000069027 | 2026-09-28 00:15 | 1501001318 | BELT, #5VX530 | 1501001318 - BELT, #5VX530 |  |  |  | 2 |  | 17.3434 | 34.6868 | September | 2026
B0080 AHU-4 A | 001 | 000000069027 | 2026-09-28 00:15 | 1501002206 | FILTER, BAG, 20X24X12, HEIGHT X WIDTH X DEPTH, (HORIZONTAL CONFIGURATION), MERV14A, CAMFIL 10P, 405619E12 (REPLACES 1501003005) | 1501002206 - FILTER, BAG, 20X24X12, HEIGHT X WIDTH X DEPTH, (HORIZONTAL CONFIGURATION), MERV14A, CAMFIL 10P, 405619E12 (REPLACES 1501003005) |  |  |  | 3 |  | 0 | 0 | September | 2026
B0080 AHU-4 A | 001 | 000000069027 | 2026-09-28 00:15 | 1501002200 | FILTER, BAG, 12X24X12, HEIGHT X WIDTH X DEPTH, (HORIZONTAL CONFIGURATION), MERV14A, CAMFIL 10P, 405619F12 | 1501002200 - FILTER, BAG, 12X24X12, HEIGHT X WIDTH X DEPTH, (HORIZONTAL CONFIGURATION), MERV14A, CAMFIL 10P, 405619F12 |  |  |  | 3 |  | 78.19 | 234.57 | September | 2026
B0080 AHU-7 A | 001 | 000000069110 | 2026-09-28 00:15 | 1501002204 | FILTER, BAG, 20X20X12, MERV14A, CAMFIL 8P, 405619D12 (REPLACES 1501001202) | 1501002204 - FILTER, BAG, 20X20X12, MERV14A, CAMFIL 8P, 405619D12 (REPLACES 1501001202) |  |  |  | 8 |  | 0 | 0 | September | 2026
B0080 AHU-7 A | 001 | 000000069110 | 2026-09-28 00:15 | 1501001411 | BELT, #BX-55, BX55 (COG TYPE) | 1501001411 - BELT, #BX-55, BX55 (COG TYPE) |  |  |  | 2 |  | 0 | 0 | September | 2026
B0013 AHU-1 Q | 001 | 000000009029 | 2026-10-04 00:11 | 1501002234 | FILTER, 30/30, DUAL 9, HIGH-CAPACITY, MERV 9, 24X24X2 | 1501002234 - FILTER, 30/30, DUAL 9, HIGH-CAPACITY, MERV 9, 24X24X2 |  |  |  | 1 |  | 0 | 0 | October | 2026
B0051 AHU12 A | 001 | 000006093643 | 2026-10-04 00:13 | 1501002200 | FILTER, BAG, 12X24X12, HEIGHT X WIDTH X DEPTH, (HORIZONTAL CONFIGURATION), MERV14A, CAMFIL 10P, 405619F12 | 1501002200 - FILTER, BAG, 12X24X12, HEIGHT X WIDTH X DEPTH, (HORIZONTAL CONFIGURATION), MERV14A, CAMFIL 10P, 405619F12 |  |  |  | 2 |  | 78.19 | 156.38 | October | 2026
B0051 AHU12 A | 001 | 000006093643 | 2026-10-04 00:13 | 1501002210 | FILTER, BAG, 24X24X12, MERV14A, CAMFIL 10P, 405619A12 | 1501002210 - FILTER, BAG, 24X24X12, MERV14A, CAMFIL 10P, 405619A12 |  |  |  | 2 |  | 0 | 0 | October | 2026
B0051 AHU12 A | 001 | 000006093643 | 2026-10-04 00:13 | 1501001119 | FILTER, 24 X 24 X 2, PLEATED MDL 40 HI-CAP MERV 10 (24X24X2) | 1501001119 - FILTER, 24 X 24 X 2, PLEATED MDL 40 HI-CAP MERV 10 (24X24X2) |  |  |  | 2 |  | 0 | 0 | October | 2026
B0051 AHU12 A | 001 | 000006093643 | 2026-10-04 00:13 | 1501001125 | FILTER, 12 X 24 X 2, PLEATED MDL 40 HI-CAP MERV 10 (12X24X2) | 1501001125 - FILTER, 12 X 24 X 2, PLEATED MDL 40 HI-CAP MERV 10 (12X24X2) |  |  |  | 2 |  | 0 | 0 | October | 2026
B0051 AHU15 A | 001 | 000007091688 | 2026-10-04 00:13 | 1501002210 | FILTER, BAG, 24X24X12, MERV14A, CAMFIL 10P, 405619A12 | 1501002210 - FILTER, BAG, 24X24X12, MERV14A, CAMFIL 10P, 405619A12 |  |  |  | 2 |  | 0 | 0 | October | 2026
B0051 AHU6 A | 001 | 000007091694 | 2026-10-04 00:13 | 1501002210 | FILTER, BAG, 24X24X12, MERV14A, CAMFIL 10P, 405619A12 | 1501002210 - FILTER, BAG, 24X24X12, MERV14A, CAMFIL 10P, 405619A12 |  |  |  | 6 |  | 0 | 0 | October | 2026
B0153 DAHU1 Q | 001 | 000000128000 | 2026-10-04 00:19 | 1501001130 | FILTER, 20 X 25 X 1,PLEATED MDL 40 HI-CAP MERV 10 (20X25X1) | 1501001130 - FILTER, 20 X 25 X 1,PLEATED MDL 40 HI-CAP MERV 10 (20X25X1) |  |  |  | 1 |  | 0 | 0 | October | 2026
B0153 DAHU2 Q | 001 | 000000128001 | 2026-10-04 00:19 | 1501001130 | FILTER, 20 X 25 X 1,PLEATED MDL 40 HI-CAP MERV 10 (20X25X1) | 1501001130 - FILTER, 20 X 25 X 1,PLEATED MDL 40 HI-CAP MERV 10 (20X25X1) |  |  |  | 1 |  | 0 | 0 | October | 2026
B0051 AHU11 A | 001 | 000000034012 | 2026-10-05 00:13 | 1501002079 | BELT, #BX-49, BX49 (COG TYPE) | 1501002079 - BELT, #BX-49, BX49 (COG TYPE) |  |  |  | 1 |  | 10.5089 | 10.5089 | October | 2026
B0051 AHU11 A | 001 | 000000034012 | 2026-10-05 00:13 | 1501001911 | FILTER, 16 X 25 X 4, PLEATED MDL 40 HI-CAP MERV 10 (16X25X4) | 1501001911 - FILTER, 16 X 25 X 4, PLEATED MDL 40 HI-CAP MERV 10 (16X25X4) |  |  |  | 2 |  | 0 | 0 | October | 2026
B0051 AHU11 A | 001 | 000000034012 | 2026-10-05 00:13 | 1501001559 | FILTER, 16 X 20 X 4, PLEATED MDL 40 HI-CAP MERV 10 (16X20X4) | 1501001559 - FILTER, 16 X 20 X 4, PLEATED MDL 40 HI-CAP MERV 10 (16X20X4) |  |  |  | 4 |  | 0 | 0 | October | 2026
B0051 AHU7 A | 001 | 000007091685 | 2026-10-05 00:13 | 1501002210 | FILTER, BAG, 24X24X12, MERV14A, CAMFIL 10P, 405619A12 | 1501002210 - FILTER, BAG, 24X24X12, MERV14A, CAMFIL 10P, 405619A12 |  |  |  | 6 |  | 0 | 0 | October | 2026
B0053 AHU 1 Q | 001 | 000007090292 | 2026-10-05 00:14 | 1501002239 | FILTER, 30/30, DUAL 9, HIGH-CAPACITY, MERV 9, 12X24X4 | 1501002239 - FILTER, 30/30, DUAL 9, HIGH-CAPACITY, MERV 9, 12X24X4 |  |  |  | 3 |  | 21.2707 | 63.8121 | October | 2026
B0053 AHU 1 Q | 001 | 000007090292 | 2026-10-05 00:14 | 1501002247 | FILTER, 30/30, DUAL 9, HIGH-CAPACITY, MERV 9, 24X24X4 | 1501002247 - FILTER, 30/30, DUAL 9, HIGH-CAPACITY, MERV 9, 24X24X4 |  |  |  | 12 |  | 0 | 0 | October | 2026
B0089 AHU1 A | 001 | 000000055000 | 2026-10-05 00:16 | 1501001133 | FILTER, 20 X 20 X 1, PLEATED MDL 40 STANDARD MERV 10 (20X20X1) | 1501001133 - FILTER, 20 X 20 X 1, PLEATED MDL 40 STANDARD MERV 10 (20X20X1) |  |  |  | 1 |  | 0 | 0 | October | 2026
B0089 AHU1 A | 001 | 000000055000 | 2026-10-05 00:16 | 1501001139 | FILTER, 16 X 20 X 1, PLEATED MDL 40 HI-CAP MERV 10 (16X20X1) (ACTUAL SIZE: 15-1/2"X19-1/2"X3/4") | 1501001139 - FILTER, 16 X 20 X 1, PLEATED MDL 40 HI-CAP MERV 10 (16X20X1) (ACTUAL SIZE: 15-1/2"X19-1/2"X3/4") |  |  |  | 1 |  | 0 | 0 | October | 2026
B0051 EF-28 | 001 | 000090002555 | 2026-10-06 00:13 | 1501001884 | FILTER, 10X18X1, PLEATED MDL 40 HI-CAP MERV 10 (10 X 18 X 1) | 1501001884 - FILTER, 10X18X1, PLEATED MDL 40 HI-CAP MERV 10 (10 X 18 X 1) |  |  |  | 6 |  | 0 | 0 | October | 2026
B0053 AHU-1 Q | 001 | 000000038024 | 2026-10-06 00:14 | 1501002234 | FILTER, 30/30, DUAL 9, HIGH-CAPACITY, MERV 9, 24X24X2 | 1501002234 - FILTER, 30/30, DUAL 9, HIGH-CAPACITY, MERV 9, 24X24X2 |  |  |  | 3 |  | 0 | 0 | October | 2026
B0053 AHU-2 Q | 001 | 000000038018 | 2026-10-06 00:14 | 1501002234 | FILTER, 30/30, DUAL 9, HIGH-CAPACITY, MERV 9, 24X24X2 | 1501002234 - FILTER, 30/30, DUAL 9, HIGH-CAPACITY, MERV 9, 24X24X2 |  |  |  | 3 |  | 0 | 0 | October | 2026
B0053 AHU-3 Q | 001 | 000000038019 | 2026-10-06 00:14 | 1501002234 | FILTER, 30/30, DUAL 9, HIGH-CAPACITY, MERV 9, 24X24X2 | 1501002234 - FILTER, 30/30, DUAL 9, HIGH-CAPACITY, MERV 9, 24X24X2 |  |  |  | 3 |  | 0 | 0 | October | 2026
0051 FLT BW | 001 | 005102100000 | 2026-10-07 00:06 | 1501001121 | FILTER, 20 X 20 X 2, PLEATED MDL 40 STANDARD MERV 10 (20X20X2) | 1501001121 - FILTER, 20 X 20 X 2, PLEATED MDL 40 STANDARD MERV 10 (20X20X2) |  |  |  | 2 |  | 0 | 0 | October | 2026
0051 FLT BW | 001 | 005102120000 | 2026-10-07 00:06 | 1501001121 | FILTER, 20 X 20 X 2, PLEATED MDL 40 STANDARD MERV 10 (20X20X2) | 1501001121 - FILTER, 20 X 20 X 2, PLEATED MDL 40 STANDARD MERV 10 (20X20X2) |  |  |  | 2 |  | 0 | 0 | October | 2026
0051 FLT BW | 001 | 005102160000 | 2026-10-07 00:06 | 1501001121 | FILTER, 20 X 20 X 2, PLEATED MDL 40 STANDARD MERV 10 (20X20X2) | 1501001121 - FILTER, 20 X 20 X 2, PLEATED MDL 40 STANDARD MERV 10 (20X20X2) |  |  |  | 2 |  | 0 | 0 | October | 2026
0051 FLT BW | 001 | 005102200000 | 2026-10-07 00:06 | 1501001121 | FILTER, 20 X 20 X 2, PLEATED MDL 40 STANDARD MERV 10 (20X20X2) | 1501001121 - FILTER, 20 X 20 X 2, PLEATED MDL 40 STANDARD MERV 10 (20X20X2) |  |  |  | 3 |  | 0 | 0 | October | 2026
B0051 AHU19 A | 001 | 000007091686 | 2026-10-07 00:13 | 1501002210 | FILTER, BAG, 24X24X12, MERV14A, CAMFIL 10P, 405619A12 | 1501002210 - FILTER, BAG, 24X24X12, MERV14A, CAMFIL 10P, 405619A12 |  |  |  | 2 |  | 0 | 0 | October | 2026
B0051 AHU20 A | 001 | 000007091687 | 2026-10-07 00:13 | 1501002210 | FILTER, BAG, 24X24X12, MERV14A, CAMFIL 10P, 405619A12 | 1501002210 - FILTER, BAG, 24X24X12, MERV14A, CAMFIL 10P, 405619A12 |  |  |  | 2 |  | 0 | 0 | October | 2026
B0051 AHU21 A | 001 | 000006093644 | 2026-10-07 00:13 | 1501002210 | FILTER, BAG, 24X24X12, MERV14A, CAMFIL 10P, 405619A12 | 1501002210 - FILTER, BAG, 24X24X12, MERV14A, CAMFIL 10P, 405619A12 |  |  |  | 2 |  | 0 | 0 | October | 2026
B0051 AHU4 A | 001 | 000007091678 | 2026-10-07 00:13 | 1501001359 | BELT, #AX-49, AX49 (COG TYPE) | 1501001359 - BELT, #AX-49, AX49 (COG TYPE) |  |  |  | 1 |  | 7.1491 | 7.1491 | October | 2026
B0051 AHU4 A | 001 | 000007091678 | 2026-10-07 00:13 | 1501002234 | FILTER, 30/30, DUAL 9, HIGH-CAPACITY, MERV 9, 24X24X2 | 1501002234 - FILTER, 30/30, DUAL 9, HIGH-CAPACITY, MERV 9, 24X24X2 |  |  |  | 1 |  | 0 | 0 | October | 2026
B0051 AHU4 A | 001 | 000007091678 | 2026-10-07 00:13 | 1501002247 | FILTER, 30/30, DUAL 9, HIGH-CAPACITY, MERV 9, 24X24X4 | 1501002247 - FILTER, 30/30, DUAL 9, HIGH-CAPACITY, MERV 9, 24X24X4 |  |  |  | 1 |  | 0 | 0 | October | 2026
B0051 AHU4 A | 001 | 000007091678 | 2026-10-07 00:13 | 1501002233 | FILTER, 30/30, DUAL 9, HIGH-CAPACITY, MERV 9, 20X24X2 | 1501002233 - FILTER, 30/30, DUAL 9, HIGH-CAPACITY, MERV 9, 20X24X2 |  |  |  | 1 |  | 0 | 0 | October | 2026
B0051 AHU4 A | 001 | 000007091678 | 2026-10-07 00:13 | 1501002242 | FILTER, 30/30, DUAL 9, HIGH-CAPACITY, MERV 9, 20X24X4 | 1501002242 - FILTER, 30/30, DUAL 9, HIGH-CAPACITY, MERV 9, 20X24X4 |  |  |  | 1 |  | 0 | 0 | October | 2026
B0053 AHU-4 Q | 001 | 000000038020 | 2026-10-07 00:14 | 1501002234 | FILTER, 30/30, DUAL 9, HIGH-CAPACITY, MERV 9, 24X24X2 | 1501002234 - FILTER, 30/30, DUAL 9, HIGH-CAPACITY, MERV 9, 24X24X2 |  |  |  | 3 |  | 0 | 0 | October | 2026
B0053 AHU-5 Q | 001 | 000000038021 | 2026-10-07 00:14 | 1501001125 | FILTER, 12 X 24 X 2, PLEATED MDL 40 HI-CAP MERV 10 (12X24X2) | 1501001125 - FILTER, 12 X 24 X 2, PLEATED MDL 40 HI-CAP MERV 10 (12X24X2) |  |  |  | 1 |  | 0 | 0 | October | 2026
B0053 AHU-5 Q | 001 | 000000038021 | 2026-10-07 00:14 | 1501001124 | FILTER, 16 X 24 X 2, PLEATED MDL 40 HI-CAP MERV 10 (16X24X2) | 1501001124 - FILTER, 16 X 24 X 2, PLEATED MDL 40 HI-CAP MERV 10 (16X24X2) |  |  |  | 6 |  | 3.579 | 21.474 | October | 2026
B0051 AHU10 A | 001 | 000007091683 | 2026-10-11 00:13 | 1501002200 | FILTER, BAG, 12X24X12, HEIGHT X WIDTH X DEPTH, (HORIZONTAL CONFIGURATION), MERV14A, CAMFIL 10P, 405619F12 | 1501002200 - FILTER, BAG, 12X24X12, HEIGHT X WIDTH X DEPTH, (HORIZONTAL CONFIGURATION), MERV14A, CAMFIL 10P, 405619F12 |  |  |  | 3 |  | 78.19 | 234.57 | October | 2026
B0051 AHU10 A | 001 | 000007091683 | 2026-10-11 00:13 | 1501002210 | FILTER, BAG, 24X24X12, MERV14A, CAMFIL 10P, 405619A12 | 1501002210 - FILTER, BAG, 24X24X12, MERV14A, CAMFIL 10P, 405619A12 |  |  |  | 3 |  | 0 | 0 | October | 2026
B0051 AHU18 A | 001 | 000007091691 | 2026-10-11 00:13 | 1501002210 | FILTER, BAG, 24X24X12, MERV14A, CAMFIL 10P, 405619A12 | 1501002210 - FILTER, BAG, 24X24X12, MERV14A, CAMFIL 10P, 405619A12 |  |  |  | 2 |  | 0 | 0 | October | 2026
B0053 AHU-6 Q | 001 | 000000038022 | 2026-10-11 00:14 | 1501001119 | FILTER, 24 X 24 X 2, PLEATED MDL 40 HI-CAP MERV 10 (24X24X2) | 1501001119 - FILTER, 24 X 24 X 2, PLEATED MDL 40 HI-CAP MERV 10 (24X24X2) |  |  |  | 1 |  | 0 | 0 | October | 2026
B0053 AHUA3 Q | 001 | 000000038919 | 2026-10-11 00:14 | 1501001122 | FILTER, 16 X 25 X 2, PLEATED MDL 40 HI-CAP MERV 10 (16X25X2) | 1501001122 - FILTER, 16 X 25 X 2, PLEATED MDL 40 HI-CAP MERV 10 (16X25X2) |  |  |  | 4 |  | 0 | 0 | October | 2026
B0053 AHUA3 Q | 001 | 000000038919 | 2026-10-11 00:14 | 1501001910 | FILTER, 20 X 25 X 2, PLEATED MDL 40 HI-CAP MERV 10 (20X25X2) | 1501001910 - FILTER, 20 X 25 X 2, PLEATED MDL 40 HI-CAP MERV 10 (20X25X2) |  |  |  | 3 |  | 0 | 0 | October | 2026
ERU MLY CHK MT1 | 001 | 000000111022 | 2026-10-11 00:25 | 1501001167 | FILTER, 12 X 20 X 2, PLEATED MDL 40 HI-CAP MERV 10 (12X20X2) | 1501001167 - FILTER, 12 X 20 X 2, PLEATED MDL 40 HI-CAP MERV 10 (12X20X2) |  |  |  | 2 |  | 3.92 | 7.84 | October | 2026
ERU MLY CHK MT1 | 001 | 000000111022 | 2026-10-11 00:25 | 1501001910 | FILTER, 20 X 25 X 2, PLEATED MDL 40 HI-CAP MERV 10 (20X25X2) | 1501001910 - FILTER, 20 X 25 X 2, PLEATED MDL 40 HI-CAP MERV 10 (20X25X2) |  |  |  | 4 |  | 0 | 0 | October | 2026
0054 CRU-1-1 QF | 001 | 000000039009 | 2026-10-12 00:06 | 1501001208 | FILTER, 23 1/2 X 31 X 4, PLEATED MDL 40 HI-CAP MERV 10 (23 1/2X31X4, 23.5 X 31 X 4, 23.5X31X4) | 1501001208 - FILTER, 23 1/2 X 31 X 4, PLEATED MDL 40 HI-CAP MERV 10 (23 1/2X31X4, 23.5 X 31 X 4, 23.5X31X4) |  |  |  | 5 |  | 0 | 0 | October | 2026
0054 CRU-1-1 QF | 001 | 000000039009 | 2026-10-12 00:06 | 1501003007 | FILTER, 20 X 24 X 4, PLEATED MDL 40 HI-CAP MERV 10 (20X24X4) | 1501003007 - FILTER, 20 X 24 X 4, PLEATED MDL 40 HI-CAP MERV 10 (20X24X4) |  |  |  | 1 |  | 0 | 0 | October | 2026
0054 CRU-1-2 QF | 001 | 000000039010 | 2026-10-12 00:06 | 1501001208 | FILTER, 23 1/2 X 31 X 4, PLEATED MDL 40 HI-CAP MERV 10 (23 1/2X31X4, 23.5 X 31 X 4, 23.5X31X4) | 1501001208 - FILTER, 23 1/2 X 31 X 4, PLEATED MDL 40 HI-CAP MERV 10 (23 1/2X31X4, 23.5 X 31 X 4, 23.5X31X4) |  |  |  | 5 |  | 0 | 0 | October | 2026
0054 CRU-1-2 QF | 001 | 000000039010 | 2026-10-12 00:06 | 1501003007 | FILTER, 20 X 24 X 4, PLEATED MDL 40 HI-CAP MERV 10 (20X24X4) | 1501003007 - FILTER, 20 X 24 X 4, PLEATED MDL 40 HI-CAP MERV 10 (20X24X4) |  |  |  | 1 |  | 0 | 0 | October | 2026
0054 CRU-2-1 QF | 001 | 000000039018 | 2026-10-12 00:06 | 1501001930 | FILTER, 28.5 X 29.5 X 2, PLEATED MDL 40 HI-CAP MERV 10 (28.5X29.5X2, 28 1/2 X 29 1/2 X 2, 28 1/2X29 1/2X2) | 1501001930 - FILTER, 28.5 X 29.5 X 2, PLEATED MDL 40 HI-CAP MERV 10 (28.5X29.5X2, 28 1/2 X 29 1/2 X 2, 28 1/2X29 1/2X2) |  |  |  | 1 |  | 0 | 0 | October | 2026
0054 CRU-2-2 QF | 001 | 000000039019 | 2026-10-12 00:06 | 1501001930 | FILTER, 28.5 X 29.5 X 2, PLEATED MDL 40 HI-CAP MERV 10 (28.5X29.5X2, 28 1/2 X 29 1/2 X 2, 28 1/2X29 1/2X2) | 1501001930 - FILTER, 28.5 X 29.5 X 2, PLEATED MDL 40 HI-CAP MERV 10 (28.5X29.5X2, 28 1/2 X 29 1/2 X 2, 28 1/2X29 1/2X2) |  |  |  | 1 |  | 0 | 0 | October | 2026
0054 CRU-2-3 QF | 001 | 000000039020 | 2026-10-12 00:06 | 1501001930 | FILTER, 28.5 X 29.5 X 2, PLEATED MDL 40 HI-CAP MERV 10 (28.5X29.5X2, 28 1/2 X 29 1/2 X 2, 28 1/2X29 1/2X2) | 1501001930 - FILTER, 28.5 X 29.5 X 2, PLEATED MDL 40 HI-CAP MERV 10 (28.5X29.5X2, 28 1/2 X 29 1/2 X 2, 28 1/2X29 1/2X2) |  |  |  | 1 |  | 0 | 0 | October | 2026
0054 CRU-2-4 QF | 001 | 000000039021 | 2026-10-12 00:06 | 1501001930 | FILTER, 28.5 X 29.5 X 2, PLEATED MDL 40 HI-CAP MERV 10 (28.5X29.5X2, 28 1/2 X 29 1/2 X 2, 28 1/2X29 1/2X2) | 1501001930 - FILTER, 28.5 X 29.5 X 2, PLEATED MDL 40 HI-CAP MERV 10 (28.5X29.5X2, 28 1/2 X 29 1/2 X 2, 28 1/2X29 1/2X2) |  |  |  | 1 |  | 0 | 0 | October | 2026
0054 CRU-3-1 QF | 001 | 000000039125 | 2026-10-12 00:06 | 1501001163 | FILTER, 18 X 24 X 4, PLEATED MDL 40 HI-CAP MERV 10 (18X24X4) | 1501001163 - FILTER, 18 X 24 X 4, PLEATED MDL 40 HI-CAP MERV 10 (18X24X4) |  |  |  | 8 |  | 0 | 0 | October | 2026
0054 CRU-3-2 QF | 001 | 000000039041 | 2026-10-12 00:06 | 1501001163 | FILTER, 18 X 24 X 4, PLEATED MDL 40 HI-CAP MERV 10 (18X24X4) | 1501001163 - FILTER, 18 X 24 X 4, PLEATED MDL 40 HI-CAP MERV 10 (18X24X4) |  |  |  | 8 |  | 0 | 0 | October | 2026
0054 CRU-3-3 QF | 001 | 000000039042 | 2026-10-12 00:06 | 1501001163 | FILTER, 18 X 24 X 4, PLEATED MDL 40 HI-CAP MERV 10 (18X24X4) | 1501001163 - FILTER, 18 X 24 X 4, PLEATED MDL 40 HI-CAP MERV 10 (18X24X4) |  |  |  | 8 |  | 0 | 0 | October | 2026
B0051 AHU3 A | 001 | 000007091676 | 2026-10-13 00:13 | 1501002232 | FILTER, 30/30, DUAL 9, HIGH-CAPACITY, MERV 9, 20X20X2 | 1501002232 - FILTER, 30/30, DUAL 9, HIGH-CAPACITY, MERV 9, 20X20X2 |  |  |  | 2 |  | 0 | 0 | October | 2026
B0051 AHU3 A | 001 | 000007091676 | 2026-10-13 00:13 | 1501001176 | FILTER, MERV 13, 20 X 20 X 4, PLEATED MDL 40 HI-CAP (20X20X4) | 1501001176 - FILTER, MERV 13, 20 X 20 X 4, PLEATED MDL 40 HI-CAP (20X20X4) |  |  |  | 2 |  | 20.58 | 41.16 | October | 2026
0119-FTU-A.1 | 001 | 000000108062 | 2026-10-14 00:07 | 1501001133 | FILTER, 20 X 20 X 1, PLEATED MDL 40 STANDARD MERV 10 (20X20X1) | 1501001133 - FILTER, 20 X 20 X 1, PLEATED MDL 40 STANDARD MERV 10 (20X20X1) |  |  |  | 1 |  | 0 | 0 | October | 2026
0119-FTU-A.1 | 001 | 000000108063 | 2026-10-14 00:07 | 1501001139 | FILTER, 16 X 20 X 1, PLEATED MDL 40 HI-CAP MERV 10 (16X20X1) (ACTUAL SIZE: 15-1/2"X19-1/2"X3/4") | 1501001139 - FILTER, 16 X 20 X 1, PLEATED MDL 40 HI-CAP MERV 10 (16X20X1) (ACTUAL SIZE: 15-1/2"X19-1/2"X3/4") |  |  |  | 1 |  | 0 | 0 | October | 2026
0119-FTU-A.1 | 001 | 000000108064 | 2026-10-14 00:07 | 1501001139 | FILTER, 16 X 20 X 1, PLEATED MDL 40 HI-CAP MERV 10 (16X20X1) (ACTUAL SIZE: 15-1/2"X19-1/2"X3/4") | 1501001139 - FILTER, 16 X 20 X 1, PLEATED MDL 40 HI-CAP MERV 10 (16X20X1) (ACTUAL SIZE: 15-1/2"X19-1/2"X3/4") |  |  |  | 1 |  | 0 | 0 | October | 2026
0119-FTU-A.1 | 001 | 000000108065 | 2026-10-14 00:07 | 1501001139 | FILTER, 16 X 20 X 1, PLEATED MDL 40 HI-CAP MERV 10 (16X20X1) (ACTUAL SIZE: 15-1/2"X19-1/2"X3/4") | 1501001139 - FILTER, 16 X 20 X 1, PLEATED MDL 40 HI-CAP MERV 10 (16X20X1) (ACTUAL SIZE: 15-1/2"X19-1/2"X3/4") |  |  |  | 1 |  | 0 | 0 | October | 2026
0119-FTU-A.1 | 001 | 000000108068 | 2026-10-14 00:07 | 1501001139 | FILTER, 16 X 20 X 1, PLEATED MDL 40 HI-CAP MERV 10 (16X20X1) (ACTUAL SIZE: 15-1/2"X19-1/2"X3/4") | 1501001139 - FILTER, 16 X 20 X 1, PLEATED MDL 40 HI-CAP MERV 10 (16X20X1) (ACTUAL SIZE: 15-1/2"X19-1/2"X3/4") |  |  |  | 1 |  | 0 | 0 | October | 2026
0119-FTU-A.1 | 001 | 000000108069 | 2026-10-14 00:07 | 1501001139 | FILTER, 16 X 20 X 1, PLEATED MDL 40 HI-CAP MERV 10 (16X20X1) (ACTUAL SIZE: 15-1/2"X19-1/2"X3/4") | 1501001139 - FILTER, 16 X 20 X 1, PLEATED MDL 40 HI-CAP MERV 10 (16X20X1) (ACTUAL SIZE: 15-1/2"X19-1/2"X3/4") |  |  |  | 1 |  | 0 | 0 | October | 2026
0119-FTU-A.1 | 001 | 000000108070 | 2026-10-14 00:07 | 1501001139 | FILTER, 16 X 20 X 1, PLEATED MDL 40 HI-CAP MERV 10 (16X20X1) (ACTUAL SIZE: 15-1/2"X19-1/2"X3/4") | 1501001139 - FILTER, 16 X 20 X 1, PLEATED MDL 40 HI-CAP MERV 10 (16X20X1) (ACTUAL SIZE: 15-1/2"X19-1/2"X3/4") |  |  |  | 1 |  | 0 | 0 | October | 2026
0119-FTU-A.1 | 001 | 000000108071 | 2026-10-14 00:07 | 1501001139 | FILTER, 16 X 20 X 1, PLEATED MDL 40 HI-CAP MERV 10 (16X20X1) (ACTUAL SIZE: 15-1/2"X19-1/2"X3/4") | 1501001139 - FILTER, 16 X 20 X 1, PLEATED MDL 40 HI-CAP MERV 10 (16X20X1) (ACTUAL SIZE: 15-1/2"X19-1/2"X3/4") |  |  |  | 1 |  | 0 | 0 | October | 2026
0119-FTU-A.1 | 001 | 000000108072 | 2026-10-14 00:07 | 1501001139 | FILTER, 16 X 20 X 1, PLEATED MDL 40 HI-CAP MERV 10 (16X20X1) (ACTUAL SIZE: 15-1/2"X19-1/2"X3/4") | 1501001139 - FILTER, 16 X 20 X 1, PLEATED MDL 40 HI-CAP MERV 10 (16X20X1) (ACTUAL SIZE: 15-1/2"X19-1/2"X3/4") |  |  |  | 1 |  | 0 | 0 | October | 2026
0119-FTU-A.1 | 001 | 000000108073 | 2026-10-14 00:07 | 1501001139 | FILTER, 16 X 20 X 1, PLEATED MDL 40 HI-CAP MERV 10 (16X20X1) (ACTUAL SIZE: 15-1/2"X19-1/2"X3/4") | 1501001139 - FILTER, 16 X 20 X 1, PLEATED MDL 40 HI-CAP MERV 10 (16X20X1) (ACTUAL SIZE: 15-1/2"X19-1/2"X3/4") |  |  |  | 1 |  | 0 | 0 | October | 2026
0119-FTU-A.1 | 001 | 000000108074 | 2026-10-14 00:07 | 1501001139 | FILTER, 16 X 20 X 1, PLEATED MDL 40 HI-CAP MERV 10 (16X20X1) (ACTUAL SIZE: 15-1/2"X19-1/2"X3/4") | 1501001139 - FILTER, 16 X 20 X 1, PLEATED MDL 40 HI-CAP MERV 10 (16X20X1) (ACTUAL SIZE: 15-1/2"X19-1/2"X3/4") |  |  |  | 1 |  | 0 | 0 | October | 2026
B0051 AHU13 A | 001 | 000007091692 | 2026-10-14 00:13 | 1501002210 | FILTER, BAG, 24X24X12, MERV14A, CAMFIL 10P, 405619A12 | 1501002210 - FILTER, BAG, 24X24X12, MERV14A, CAMFIL 10P, 405619A12 |  |  |  | 1 |  | 0 | 0 | October | 2026
B0051 AHU14 A | 001 | 000007091693 | 2026-10-14 00:13 | 1501002210 | FILTER, BAG, 24X24X12, MERV14A, CAMFIL 10P, 405619A12 | 1501002210 - FILTER, BAG, 24X24X12, MERV14A, CAMFIL 10P, 405619A12 |  |  |  | 2 |  | 0 | 0 | October | 2026
B0051 AHU16 A | 001 | 000007091689 | 2026-10-14 00:13 | 1501002200 | FILTER, BAG, 12X24X12, HEIGHT X WIDTH X DEPTH, (HORIZONTAL CONFIGURATION), MERV14A, CAMFIL 10P, 405619F12 | 1501002200 - FILTER, BAG, 12X24X12, HEIGHT X WIDTH X DEPTH, (HORIZONTAL CONFIGURATION), MERV14A, CAMFIL 10P, 405619F12 |  |  |  | 2 |  | 78.19 | 156.38 | October | 2026
B0051 AHU16 A | 001 | 000007091689 | 2026-10-14 00:13 | 1501002210 | FILTER, BAG, 24X24X12, MERV14A, CAMFIL 10P, 405619A12 | 1501002210 - FILTER, BAG, 24X24X12, MERV14A, CAMFIL 10P, 405619A12 |  |  |  | 2 |  | 0 | 0 | October | 2026
B0051 AHU17 A | 001 | 000007091690 | 2026-10-14 00:13 | 1501002210 | FILTER, BAG, 24X24X12, MERV14A, CAMFIL 10P, 405619A12 | 1501002210 - FILTER, BAG, 24X24X12, MERV14A, CAMFIL 10P, 405619A12 |  |  |  | 2 |  | 0 | 0 | October | 2026
B0051 AHU9 A | 001 | 000007091682 | 2026-10-14 00:13 | 1501002200 | FILTER, BAG, 12X24X12, HEIGHT X WIDTH X DEPTH, (HORIZONTAL CONFIGURATION), MERV14A, CAMFIL 10P, 405619F12 | 1501002200 - FILTER, BAG, 12X24X12, HEIGHT X WIDTH X DEPTH, (HORIZONTAL CONFIGURATION), MERV14A, CAMFIL 10P, 405619F12 |  |  |  | 2 |  | 78.19 | 156.38 | October | 2026
B0051 AHU9 A | 001 | 000007091682 | 2026-10-14 00:13 | 1501002210 | FILTER, BAG, 24X24X12, MERV14A, CAMFIL 10P, 405619A12 | 1501002210 - FILTER, BAG, 24X24X12, MERV14A, CAMFIL 10P, 405619A12 |  |  |  | 2 |  | 0 | 0 | October | 2026
B0051 EF S-1 B | 001 | 000000034034 | 2026-10-18 00:13 | 1501001280 | BELT, #3L190 | 1501001280 - BELT, #3L190 |  |  |  | 1 |  | 6.095 | 6.095 | October | 2026
B0051 EF S-1 B | 001 | 000000034035 | 2026-10-18 00:13 | 1501001292 | BELT, #4L210 | 1501001292 - BELT, #4L210 |  |  |  | 1 |  | 0 | 0 | October | 2026
B0051 EF S-1 B | 001 | 000000034036 | 2026-10-18 00:13 | 1501001292 | BELT, #4L210 | 1501001292 - BELT, #4L210 |  |  |  | 1 |  | 0 | 0 | October | 2026
B0075 AHU-OA SA | 001 | 000000065062 | 2026-10-18 00:15 | 1501002237 | FILTER, 30/30, DUAL 9, HIGH-CAPACITY, MERV 9, 20X25X2 | 1501002237 - FILTER, 30/30, DUAL 9, HIGH-CAPACITY, MERV 9, 20X25X2 |  |  |  | 3 |  | 16.46 | 49.38 | October | 2026
B0075 AHU-OA SA | 001 | 000000065062 | 2026-10-18 00:15 | 1501002236 | FILTER, 30/30, DUAL 9, HIGH-CAPACITY, MERV 9, 16X25X2 | 1501002236 - FILTER, 30/30, DUAL 9, HIGH-CAPACITY, MERV 9, 16X25X2 |  |  |  | 3 |  | 0 | 0 | October | 2026
B0091 AHU13 A | 001 | 000008090002 | 2026-10-18 00:16 | 1501002235 | FILTER, 30/30, DUAL 9, HIGH-CAPACITY, MERV 9, 16X20X2 | 1501002235 - FILTER, 30/30, DUAL 9, HIGH-CAPACITY, MERV 9, 16X20X2 |  |  |  | 2 |  | 0 | 0 | October | 2026
B0091 AHU41 A | 001 | 000000078095 | 2026-10-18 00:16 | 1501001318 | BELT, #5VX530 | 1501001318 - BELT, #5VX530 |  |  |  | 1 |  | 17.3434 | 17.3434 | October | 2026
B0091 AHU41 A | 001 | 000000078095 | 2026-10-18 00:16 | 1501002204 | FILTER, BAG, 20X20X12, MERV14A, CAMFIL 8P, 405619D12 (REPLACES 1501001202) | 1501002204 - FILTER, BAG, 20X20X12, MERV14A, CAMFIL 8P, 405619D12 (REPLACES 1501001202) |  |  |  | 2 |  | 0 | 0 | October | 2026
B0091 AHU41 A | 001 | 000000078095 | 2026-10-18 00:16 | 1501002208 | FILTER, BAG, 24X20X12, HEIGHT X WIDTH X DEPTH, (VERTICAL CONFIGURATION), MERV14A, CAMFIL 8P, 405619B12 (REPLACES 1501003005) | 1501002208 - FILTER, BAG, 24X20X12, HEIGHT X WIDTH X DEPTH, (VERTICAL CONFIGURATION), MERV14A, CAMFIL 8P, 405619B12 (REPLACES 1501003005) |  |  |  | 1 |  | 0 | 0 | October | 2026
B0091 AHU41 A | 001 | 000000078095 | 2026-10-18 00:16 | 1501002203 | FILTER, BAG, 20X12X12, HEIGHT X WIDTH X DEPTH, (VERTICAL CONFIGURATION), MERV14A, CAMIL 10P, (REPLACES 1501001098) | 1501002203 - FILTER, BAG, 20X12X12, HEIGHT X WIDTH X DEPTH, (VERTICAL CONFIGURATION), MERV14A, CAMIL 10P, (REPLACES 1501001098) |  |  |  | 2 |  | 50.8422 | 101.6844 | October | 2026
B0091 AHU41 A | 001 | 000000078095 | 2026-10-18 00:16 | 1501002202 | FILTER, BAG, 24X12X12, HEIGHT X WIDTH X DEPTH, (VERTICAL CONFIGURATION), MERV14A, CAMFIL 5P, 405619C12 | 1501002202 - FILTER, BAG, 24X12X12, HEIGHT X WIDTH X DEPTH, (VERTICAL CONFIGURATION), MERV14A, CAMFIL 5P, 405619C12 |  |  |  | 1 |  | 0 | 0 | October | 2026
B0094 ERV-1 Q | 001 | 000000081130 | 2026-10-18 00:16 | 1501002236 | FILTER, 30/30, DUAL 9, HIGH-CAPACITY, MERV 9, 16X25X2 | 1501002236 - FILTER, 30/30, DUAL 9, HIGH-CAPACITY, MERV 9, 16X25X2 |  |  |  | 7 |  | 0 | 0 | October | 2026
B0119M AHU24 Q | 001 | 000000108003 | 2026-10-19 00:18 | 1501001094 | FILTER, 20 X 24 X 2, PLEATED MDL 40 HI-CAP MERV 10 (20X24X2, 24X20X2, 24 X 20 X 2)) | 1501001094 - FILTER, 20 X 24 X 2, PLEATED MDL 40 HI-CAP MERV 10 (20X24X2, 24X20X2, 24 X 20 X 2)) |  |  |  | 6 |  | 0 | 0 | October | 2026
B0154 AHU-1 M1 | 001 | 000000129019 | 2026-10-19 00:20 | 1501002236 | FILTER, 30/30, DUAL 9, HIGH-CAPACITY, MERV 9, 16X25X2 | 1501002236 - FILTER, 30/30, DUAL 9, HIGH-CAPACITY, MERV 9, 16X25X2 |  |  |  | 12 |  | 0 | 0 | October | 2026
B0051 AHU5 A | 001 | 000007091681 | 2026-10-20 00:13 | 1501002236 | FILTER, 30/30, DUAL 9, HIGH-CAPACITY, MERV 9, 16X25X2 | 1501002236 - FILTER, 30/30, DUAL 9, HIGH-CAPACITY, MERV 9, 16X25X2 |  |  |  | 4 |  | 0 | 0 | October | 2026
B0051 AHU5 A | 001 | 000007091681 | 2026-10-20 00:13 | 1501002237 | FILTER, 30/30, DUAL 9, HIGH-CAPACITY, MERV 9, 20X25X2 | 1501002237 - FILTER, 30/30, DUAL 9, HIGH-CAPACITY, MERV 9, 20X25X2 |  |  |  | 3 |  | 16.46 | 49.38 | October | 2026
B0051 AHU5 A | 001 | 000007091681 | 2026-10-20 00:13 | 1501001175 | FILTER, MERV 13, 16 X 25 X 4, PLEATED MDL 40 HI-CAP (16X25X4) | 1501001175 - FILTER, MERV 13, 16 X 25 X 4, PLEATED MDL 40 HI-CAP (16X25X4) |  |  |  | 4 |  | 0 | 0 | October | 2026
B0051 AHU5 A | 001 | 000007091681 | 2026-10-20 00:13 | 1501001179 | FILTER, MERV 13, 20 X 25 X 4, PLEATED MDL 40 HI-CAP (20X25X4) | 1501001179 - FILTER, MERV 13, 20 X 25 X 4, PLEATED MDL 40 HI-CAP (20X25X4) |  |  |  | 3 |  | 0 | 0 | October | 2026
B0051 EF-28 | 001 | 000090002555 | 2026-10-20 00:13 | 1501001884 | FILTER, 10X18X1, PLEATED MDL 40 HI-CAP MERV 10 (10 X 18 X 1) | 1501001884 - FILTER, 10X18X1, PLEATED MDL 40 HI-CAP MERV 10 (10 X 18 X 1) |  |  |  | 6 |  | 0 | 0 | October | 2026
0051 FLT BW | 001 | 005102100000 | 2026-10-21 00:06 | 1501001121 | FILTER, 20 X 20 X 2, PLEATED MDL 40 STANDARD MERV 10 (20X20X2) | 1501001121 - FILTER, 20 X 20 X 2, PLEATED MDL 40 STANDARD MERV 10 (20X20X2) |  |  |  | 2 |  | 0 | 0 | October | 2026
0051 FLT BW | 001 | 005102120000 | 2026-10-21 00:06 | 1501001121 | FILTER, 20 X 20 X 2, PLEATED MDL 40 STANDARD MERV 10 (20X20X2) | 1501001121 - FILTER, 20 X 20 X 2, PLEATED MDL 40 STANDARD MERV 10 (20X20X2) |  |  |  | 2 |  | 0 | 0 | October | 2026
0051 FLT BW | 001 | 005102160000 | 2026-10-21 00:06 | 1501001121 | FILTER, 20 X 20 X 2, PLEATED MDL 40 STANDARD MERV 10 (20X20X2) | 1501001121 - FILTER, 20 X 20 X 2, PLEATED MDL 40 STANDARD MERV 10 (20X20X2) |  |  |  | 2 |  | 0 | 0 | October | 2026
0051 FLT BW | 001 | 005102200000 | 2026-10-21 00:06 | 1501001121 | FILTER, 20 X 20 X 2, PLEATED MDL 40 STANDARD MERV 10 (20X20X2) | 1501001121 - FILTER, 20 X 20 X 2, PLEATED MDL 40 STANDARD MERV 10 (20X20X2) |  |  |  | 3 |  | 0 | 0 | October | 2026
B0091 FCU Q | 001 | 000008091284 | 2026-10-21 00:16 | 1501001169 | FILTER, MERV 13, 16 X 20 X 2, PLEATED MDL 40 HI-CAP (16X20X2) | 1501001169 - FILTER, MERV 13, 16 X 20 X 2, PLEATED MDL 40 HI-CAP (16X20X2) |  |  |  | 2 |  | 0 | 0 | October | 2026
B0119T AHU21 Q | 001 | 000000109003 | 2026-10-21 00:18 | 1501001119 | FILTER, 24 X 24 X 2, PLEATED MDL 40 HI-CAP MERV 10 (24X24X2) | 1501001119 - FILTER, 24 X 24 X 2, PLEATED MDL 40 HI-CAP MERV 10 (24X24X2) |  |  |  | 3 |  | 0 | 0 | October | 2026
B0119T AHU21 Q | 001 | 000000109003 | 2026-10-21 00:18 | 1501001125 | FILTER, 12 X 24 X 2, PLEATED MDL 40 HI-CAP MERV 10 (12X24X2) | 1501001125 - FILTER, 12 X 24 X 2, PLEATED MDL 40 HI-CAP MERV 10 (12X24X2) |  |  |  | 3 |  | 0 | 0 | October | 2026
B0140 AHU1 A | 001 | 000000124017 | 2026-10-21 00:19 | 1501001428 | BELT, #BX-72, BX72 (COG TYPE) | 1501001428 - BELT, #BX-72, BX72 (COG TYPE) |  |  |  | 2 |  | 11.485 | 22.97 | October | 2026
B0140 AHU1 A | 001 | 000000124017 | 2026-10-21 00:19 | 1501001910 | FILTER, 20 X 25 X 2, PLEATED MDL 40 HI-CAP MERV 10 (20X25X2) | 1501001910 - FILTER, 20 X 25 X 2, PLEATED MDL 40 HI-CAP MERV 10 (20X25X2) |  |  |  | 4 |  | 0 | 0 | October | 2026
B0140 AHU1 A | 001 | 000000124017 | 2026-10-21 00:19 | 1501002208 | FILTER, BAG, 24X20X12, HEIGHT X WIDTH X DEPTH, (VERTICAL CONFIGURATION), MERV14A, CAMFIL 8P, 405619B12 (REPLACES 1501003005) | 1501002208 - FILTER, BAG, 24X20X12, HEIGHT X WIDTH X DEPTH, (VERTICAL CONFIGURATION), MERV14A, CAMFIL 8P, 405619B12 (REPLACES 1501003005) |  |  |  | 2 |  | 0 | 0 | October | 2026
B0140 AHU1 A | 001 | 000000124017 | 2026-10-21 00:19 | 1501002210 | FILTER, BAG, 24X24X12, MERV14A, CAMFIL 10P, 405619A12 | 1501002210 - FILTER, BAG, 24X24X12, MERV14A, CAMFIL 10P, 405619A12 |  |  |  | 4 |  | 0 | 0 | October | 2026
B0140 AHU2 A | 001 | 000000124037 | 2026-10-21 00:19 | 1501001429 | BELT, #BX-71, BX71 (COG TYPE) | 1501001429 - BELT, #BX-71, BX71 (COG TYPE) |  |  |  | 2 |  | 13.3845 | 26.769 | October | 2026
B0140 AHU2 A | 001 | 000000124037 | 2026-10-21 00:19 | 1501001910 | FILTER, 20 X 25 X 2, PLEATED MDL 40 HI-CAP MERV 10 (20X25X2) | 1501001910 - FILTER, 20 X 25 X 2, PLEATED MDL 40 HI-CAP MERV 10 (20X25X2) |  |  |  | 4 |  | 0 | 0 | October | 2026
B0140 AHU2 A | 001 | 000000124037 | 2026-10-21 00:19 | 1501002204 | FILTER, BAG, 20X20X12, MERV14A, CAMFIL 8P, 405619D12 (REPLACES 1501001202) | 1501002204 - FILTER, BAG, 20X20X12, MERV14A, CAMFIL 8P, 405619D12 (REPLACES 1501001202) |  |  |  | 2 |  | 0 | 0 | October | 2026
B0140 AHU2 A | 001 | 000000124037 | 2026-10-21 00:19 | 1501002206 | FILTER, BAG, 20X24X12, HEIGHT X WIDTH X DEPTH, (HORIZONTAL CONFIGURATION), MERV14A, CAMFIL 10P, 405619E12 (REPLACES 1501003005) | 1501002206 - FILTER, BAG, 20X24X12, HEIGHT X WIDTH X DEPTH, (HORIZONTAL CONFIGURATION), MERV14A, CAMFIL 10P, 405619E12 (REPLACES 1501003005) |  |  |  | 4 |  | 0 | 0 | October | 2026
B0140 AHU3 A | 001 | 000000124053 | 2026-10-21 00:19 | 1501001043 | BELT, #BX-66, BX66 (COG TYPE) | 1501001043 - BELT, #BX-66, BX66 (COG TYPE) |  |  |  | 2 |  | 0 | 0 | October | 2026
B0140 AHU3 A | 001 | 000000124053 | 2026-10-21 00:19 | 1501001167 | FILTER, 12 X 20 X 2, PLEATED MDL 40 HI-CAP MERV 10 (12X20X2) | 1501001167 - FILTER, 12 X 20 X 2, PLEATED MDL 40 HI-CAP MERV 10 (12X20X2) |  |  |  | 2 |  | 3.92 | 7.84 | October | 2026
B0140 AHU3 A | 001 | 000000124053 | 2026-10-21 00:19 | 1501001910 | FILTER, 20 X 25 X 2, PLEATED MDL 40 HI-CAP MERV 10 (20X25X2) | 1501001910 - FILTER, 20 X 25 X 2, PLEATED MDL 40 HI-CAP MERV 10 (20X25X2) |  |  |  | 2 |  | 0 | 0 | October | 2026
B0140 AHU3 A | 001 | 000000124053 | 2026-10-21 00:19 | 1501002204 | FILTER, BAG, 20X20X12, MERV14A, CAMFIL 8P, 405619D12 (REPLACES 1501001202) | 1501002204 - FILTER, BAG, 20X20X12, MERV14A, CAMFIL 8P, 405619D12 (REPLACES 1501001202) |  |  |  | 6 |  | 0 | 0 | October | 2026
B0091 AHU22 A | 001 | 000000078045 | 2026-10-25 00:16 | 1501001459 | BELT, #BX-48, BX48 (COG TYPE) | 1501001459 - BELT, #BX-48, BX48 (COG TYPE) |  |  |  | 3 |  | 0 | 0 | October | 2026
B0091 AHU22 A | 001 | 000000078045 | 2026-10-25 00:16 | 1501002200 | FILTER, BAG, 12X24X12, HEIGHT X WIDTH X DEPTH, (HORIZONTAL CONFIGURATION), MERV14A, CAMFIL 10P, 405619F12 | 1501002200 - FILTER, BAG, 12X24X12, HEIGHT X WIDTH X DEPTH, (HORIZONTAL CONFIGURATION), MERV14A, CAMFIL 10P, 405619F12 |  |  |  | 2 |  | 78.19 | 156.38 | October | 2026
B0091 AHU22 A | 001 | 000000078045 | 2026-10-25 00:16 | 1501002210 | FILTER, BAG, 24X24X12, MERV14A, CAMFIL 10P, 405619A12 | 1501002210 - FILTER, BAG, 24X24X12, MERV14A, CAMFIL 10P, 405619A12 |  |  |  | 6 |  | 0 | 0 | October | 2026
B0091 AHU23 A | 001 | 000000078060 | 2026-10-25 00:16 | 1501001316 | BELT, #5VX490 | 1501001316 - BELT, #5VX490 |  |  |  | 1 |  | 16.0625 | 16.0625 | October | 2026
B0091 AHU23 A | 001 | 000000078060 | 2026-10-25 00:16 | 1501002208 | FILTER, BAG, 24X20X12, HEIGHT X WIDTH X DEPTH, (VERTICAL CONFIGURATION), MERV14A, CAMFIL 8P, 405619B12 (REPLACES 1501003005) | 1501002208 - FILTER, BAG, 24X20X12, HEIGHT X WIDTH X DEPTH, (VERTICAL CONFIGURATION), MERV14A, CAMFIL 8P, 405619B12 (REPLACES 1501003005) |  |  |  | 3 |  | 0 | 0 | October | 2026
B0091 AHU23 A | 001 | 000000078060 | 2026-10-25 00:16 | 1501002210 | FILTER, BAG, 24X24X12, MERV14A, CAMFIL 10P, 405619A12 | 1501002210 - FILTER, BAG, 24X24X12, MERV14A, CAMFIL 10P, 405619A12 |  |  |  | 3 |  | 0 | 0 | October | 2026
B0078 DAHU1 Q | 001 | 000003090009 | 2026-10-26 00:15 | 1501001881 | FILTER, 22 X 24 X 1, PLEATED MDL 40 HI-CAP MERV 10 (22X24X1) | 1501001881 - FILTER, 22 X 24 X 1, PLEATED MDL 40 HI-CAP MERV 10 (22X24X1) |  |  |  | 1 |  | 0 | 0 | October | 2026
B0091 AHU12 A | 001 | 000000078008 | 2026-10-26 00:16 | 1501002210 | FILTER, BAG, 24X24X12, MERV14A, CAMFIL 10P, 405619A12 | 1501002210 - FILTER, BAG, 24X24X12, MERV14A, CAMFIL 10P, 405619A12 |  |  |  | 6 |  | 0 | 0 | October | 2026
B0091 AHU12 A | 001 | 000000078008 | 2026-10-26 00:16 | 1501001459 | BELT, #BX-48, BX48 (COG TYPE) | 1501001459 - BELT, #BX-48, BX48 (COG TYPE) |  |  |  | 3 |  | 0 | 0 | October | 2026
B0091 AHU21 A | 001 | 000000078044 | 2026-10-26 00:16 | 1501001395 | BELT, #BX-40, BX40 (COG TYPE) | 1501001395 - BELT, #BX-40, BX40 (COG TYPE) |  |  |  | 2 |  | 0 | 0 | October | 2026
B0091 AHU21 A | 001 | 000000078044 | 2026-10-26 00:16 | 1501002208 | FILTER, BAG, 24X20X12, HEIGHT X WIDTH X DEPTH, (VERTICAL CONFIGURATION), MERV14A, CAMFIL 8P, 405619B12 (REPLACES 1501003005) | 1501002208 - FILTER, BAG, 24X20X12, HEIGHT X WIDTH X DEPTH, (VERTICAL CONFIGURATION), MERV14A, CAMFIL 8P, 405619B12 (REPLACES 1501003005) |  |  |  | 3 |  | 0 | 0 | October | 2026
B0091 AHU21 A | 001 | 000000078044 | 2026-10-26 00:16 | 1501002210 | FILTER, BAG, 24X24X12, MERV14A, CAMFIL 10P, 405619A12 | 1501002210 - FILTER, BAG, 24X24X12, MERV14A, CAMFIL 10P, 405619A12 |  |  |  | 3 |  | 0 | 0 | October | 2026
B0119M AHU15 Q | 001 | 000000108085 | 2026-10-26 00:18 | 1501001119 | FILTER, 24 X 24 X 2, PLEATED MDL 40 HI-CAP MERV 10 (24X24X2) | 1501001119 - FILTER, 24 X 24 X 2, PLEATED MDL 40 HI-CAP MERV 10 (24X24X2) |  |  |  | 2 |  | 0 | 0 | October | 2026
B0091 AHU11 A | 001 | 000000078007 | 2026-10-27 00:16 | 1501001314 | BELT, #5VX450 | 1501001314 - BELT, #5VX450 |  |  |  | 3 |  | 14.18 | 42.54 | October | 2026
B0091 AHU11 A | 001 | 000000078007 | 2026-10-27 00:16 | 1501002206 | FILTER, BAG, 20X24X12, HEIGHT X WIDTH X DEPTH, (HORIZONTAL CONFIGURATION), MERV14A, CAMFIL 10P, 405619E12 (REPLACES 1501003005) | 1501002206 - FILTER, BAG, 20X24X12, HEIGHT X WIDTH X DEPTH, (HORIZONTAL CONFIGURATION), MERV14A, CAMFIL 10P, 405619E12 (REPLACES 1501003005) |  |  |  | 2 |  | 0 | 0 | October | 2026
B0091 AHU11 A | 001 | 000000078007 | 2026-10-27 00:16 | 1501002210 | FILTER, BAG, 24X24X12, MERV14A, CAMFIL 10P, 405619A12 | 1501002210 - FILTER, BAG, 24X24X12, MERV14A, CAMFIL 10P, 405619A12 |  |  |  | 6 |  | 0 | 0 | October | 2026
B0091 AHU42 A | 001 | 000000078096 | 2026-10-27 00:16 | 1501002208 | FILTER, BAG, 24X20X12, HEIGHT X WIDTH X DEPTH, (VERTICAL CONFIGURATION), MERV14A, CAMFIL 8P, 405619B12 (REPLACES 1501003005) | 1501002208 - FILTER, BAG, 24X20X12, HEIGHT X WIDTH X DEPTH, (VERTICAL CONFIGURATION), MERV14A, CAMFIL 8P, 405619B12 (REPLACES 1501003005) |  |  |  | 3 |  | 0 | 0 | October | 2026
B0091 AHU42 A | 001 | 000000078096 | 2026-10-27 00:16 | 1501002210 | FILTER, BAG, 24X24X12, MERV14A, CAMFIL 10P, 405619A12 | 1501002210 - FILTER, BAG, 24X24X12, MERV14A, CAMFIL 10P, 405619A12 |  |  |  | 3 |  | 0 | 0 | October | 2026
B0091 AHU42 A | 001 | 000000078096 | 2026-10-27 00:16 | 1501001316 | BELT, #5VX490 | 1501001316 - BELT, #5VX490 |  |  |  | 1 |  | 16.0625 | 16.0625 | October | 2026
B0091 AHU43 A | 001 | 000000078097 | 2026-10-27 00:16 | 1501001401 | BELT, #BX-52, BX52 (COG TYPE) | 1501001401 - BELT, #BX-52, BX52 (COG TYPE) |  |  |  | 2 |  | 0 | 0 | October | 2026
B0091 AHU43 A | 001 | 000000078097 | 2026-10-27 00:16 | 1501002210 | FILTER, BAG, 24X24X12, MERV14A, CAMFIL 10P, 405619A12 | 1501002210 - FILTER, BAG, 24X24X12, MERV14A, CAMFIL 10P, 405619A12 |  |  |  | 8 |  | 0 | 0 | October | 2026
B0091 AHU43 A | 001 | 000000078097 | 2026-10-27 00:16 | 1501002200 | FILTER, BAG, 12X24X12, HEIGHT X WIDTH X DEPTH, (HORIZONTAL CONFIGURATION), MERV14A, CAMFIL 10P, 405619F12 | 1501002200 - FILTER, BAG, 12X24X12, HEIGHT X WIDTH X DEPTH, (HORIZONTAL CONFIGURATION), MERV14A, CAMFIL 10P, 405619F12 |  |  |  | 2 |  | 78.19 | 156.38 | October | 2026
B0091 AHU31 A | 001 | 000000078070 | 2026-10-28 00:16 | 1501002210 | FILTER, BAG, 24X24X12, MERV14A, CAMFIL 10P, 405619A12 | 1501002210 - FILTER, BAG, 24X24X12, MERV14A, CAMFIL 10P, 405619A12 |  |  |  | 3 |  | 0 | 0 | October | 2026
B0091 AHU31 A | 001 | 000000078070 | 2026-10-28 00:16 | 1501002208 | FILTER, BAG, 24X20X12, HEIGHT X WIDTH X DEPTH, (VERTICAL CONFIGURATION), MERV14A, CAMFIL 8P, 405619B12 (REPLACES 1501003005) | 1501002208 - FILTER, BAG, 24X20X12, HEIGHT X WIDTH X DEPTH, (VERTICAL CONFIGURATION), MERV14A, CAMFIL 8P, 405619B12 (REPLACES 1501003005) |  |  |  | 3 |  | 0 | 0 | October | 2026
B0091 AHU31 A | 001 | 000000078070 | 2026-10-28 00:16 | 1501001318 | BELT, #5VX530 | 1501001318 - BELT, #5VX530 |  |  |  | 1 |  | 17.3434 | 17.3434 | October | 2026
B0091 AHU32 A | 001 | 000000078071 | 2026-10-28 00:16 | 1501002210 | FILTER, BAG, 24X24X12, MERV14A, CAMFIL 10P, 405619A12 | 1501002210 - FILTER, BAG, 24X24X12, MERV14A, CAMFIL 10P, 405619A12 |  |  |  | 6 |  | 0 | 0 | October | 2026
B0091 AHU32 A | 001 | 000000078071 | 2026-10-28 00:16 | 1501001405 | BELT, #BX-59, BX59 (COG TYPE) | 1501001405 - BELT, #BX-59, BX59 (COG TYPE) |  |  |  | 2 |  | 12.865 | 25.73 | October | 2026
B0140 ERU-1 M1 | 001 | 000000124022 | 2026-10-28 00:19 | 1501001910 | FILTER, 20 X 25 X 2, PLEATED MDL 40 HI-CAP MERV 10 (20X25X2) | 1501001910 - FILTER, 20 X 25 X 2, PLEATED MDL 40 HI-CAP MERV 10 (20X25X2) |  |  |  | 4 |  | 0 | 0 | October | 2026
B0140 ERU-2 M1 | 001 | 000000124038 | 2026-10-28 00:19 | 1501001910 | FILTER, 20 X 25 X 2, PLEATED MDL 40 HI-CAP MERV 10 (20X25X2) | 1501001910 - FILTER, 20 X 25 X 2, PLEATED MDL 40 HI-CAP MERV 10 (20X25X2) |  |  |  | 4 |  | 0 | 0 | October | 2026
B0140 ERU-3 M1 | 001 | 000000124054 | 2026-10-28 00:19 | 1501001167 | FILTER, 12 X 20 X 2, PLEATED MDL 40 HI-CAP MERV 10 (12X20X2) | 1501001167 - FILTER, 12 X 20 X 2, PLEATED MDL 40 HI-CAP MERV 10 (12X20X2) |  |  |  | 2 |  | 3.92 | 7.84 | October | 2026
B0140 ERU-3 M1 | 001 | 000000124054 | 2026-10-28 00:19 | 1501001910 | FILTER, 20 X 25 X 2, PLEATED MDL 40 HI-CAP MERV 10 (20X25X2) | 1501001910 - FILTER, 20 X 25 X 2, PLEATED MDL 40 HI-CAP MERV 10 (20X25X2) |  |  |  | 2 |  | 0 | 0 | October | 2026
B0123 OAHU1 Q | 001 | 000002000174 | 2026-11-01 00:18 | 1501002239 | FILTER, 30/30, DUAL 9, HIGH-CAPACITY, MERV 9, 12X24X4 | 1501002239 - FILTER, 30/30, DUAL 9, HIGH-CAPACITY, MERV 9, 12X24X4 |  |  |  | 3 |  | 21.2707 | 63.8121 | November | 2026
B0123 OAHU1 Q | 001 | 000002000174 | 2026-11-01 00:18 | 1501002247 | FILTER, 30/30, DUAL 9, HIGH-CAPACITY, MERV 9, 24X24X4 | 1501002247 - FILTER, 30/30, DUAL 9, HIGH-CAPACITY, MERV 9, 24X24X4 |  |  |  | 5 |  | 0 | 0 | November | 2026
0045 FTU Q-11 | 001 | 000000031093 | 2026-11-02 00:05 | 1501001250 | FILTER, 14 X 24 X 1, PLEATED MDL 40 HI-CAP MERV 10 (14X24X1) | 1501001250 - FILTER, 14 X 24 X 1, PLEATED MDL 40 HI-CAP MERV 10 (14X24X1) |  |  |  | 1 |  | 0 | 0 | November | 2026
0045 FTU Q-11 | 001 | 000000031094 | 2026-11-02 00:05 | 1501001250 | FILTER, 14 X 24 X 1, PLEATED MDL 40 HI-CAP MERV 10 (14X24X1) | 1501001250 - FILTER, 14 X 24 X 1, PLEATED MDL 40 HI-CAP MERV 10 (14X24X1) |  |  |  | 1 |  | 0 | 0 | November | 2026
0045 FTU Q-11 | 001 | 000000031096 | 2026-11-02 00:05 | 1501001250 | FILTER, 14 X 24 X 1, PLEATED MDL 40 HI-CAP MERV 10 (14X24X1) | 1501001250 - FILTER, 14 X 24 X 1, PLEATED MDL 40 HI-CAP MERV 10 (14X24X1) |  |  |  | 1 |  | 0 | 0 | November | 2026
0045 FTU Q-11 | 001 | 000000031097 | 2026-11-02 00:05 | 1501001250 | FILTER, 14 X 24 X 1, PLEATED MDL 40 HI-CAP MERV 10 (14X24X1) | 1501001250 - FILTER, 14 X 24 X 1, PLEATED MDL 40 HI-CAP MERV 10 (14X24X1) |  |  |  | 1 |  | 0 | 0 | November | 2026
0045 FTU Q-11 | 001 | 000000031098 | 2026-11-02 00:05 | 1501001250 | FILTER, 14 X 24 X 1, PLEATED MDL 40 HI-CAP MERV 10 (14X24X1) | 1501001250 - FILTER, 14 X 24 X 1, PLEATED MDL 40 HI-CAP MERV 10 (14X24X1) |  |  |  | 1 |  | 0 | 0 | November | 2026
0045 FTU Q-11 | 001 | 000000031100 | 2026-11-02 00:05 | 1501001250 | FILTER, 14 X 24 X 1, PLEATED MDL 40 HI-CAP MERV 10 (14X24X1) | 1501001250 - FILTER, 14 X 24 X 1, PLEATED MDL 40 HI-CAP MERV 10 (14X24X1) |  |  |  | 1 |  | 0 | 0 | November | 2026
0045 FTU Q-11 | 001 | 000000031101 | 2026-11-02 00:05 | 1501001250 | FILTER, 14 X 24 X 1, PLEATED MDL 40 HI-CAP MERV 10 (14X24X1) | 1501001250 - FILTER, 14 X 24 X 1, PLEATED MDL 40 HI-CAP MERV 10 (14X24X1) |  |  |  | 1 |  | 0 | 0 | November | 2026
B0051 AHU11 M | 001 | 000000034012 | 2026-11-02 00:13 | 1501001175 | FILTER, MERV 13, 16 X 25 X 4, PLEATED MDL 40 HI-CAP (16X25X4) | 1501001175 - FILTER, MERV 13, 16 X 25 X 4, PLEATED MDL 40 HI-CAP (16X25X4) |  |  |  | 2 |  | 0 | 0 | November | 2026
B0051 AHU11 M | 001 | 000000034012 | 2026-11-02 00:13 | 1501001207 | FILTER, MERV 13, 16 X 20 X 4, PLEATED MDL 40 HI-CAP (16X20X4) | 1501001207 - FILTER, MERV 13, 16 X 20 X 4, PLEATED MDL 40 HI-CAP (16X20X4) |  |  |  | 4 |  | 0 | 0 | November | 2026
B0154 DAHU-2 A | 001 | 000000129069 | 2026-11-02 00:20 | 1501001139 | FILTER, 16 X 20 X 1, PLEATED MDL 40 HI-CAP MERV 10 (16X20X1) (ACTUAL SIZE: 15-1/2"X19-1/2"X3/4") | 1501001139 - FILTER, 16 X 20 X 1, PLEATED MDL 40 HI-CAP MERV 10 (16X20X1) (ACTUAL SIZE: 15-1/2"X19-1/2"X3/4") |  |  |  | 1 |  | 0 | 0 | November | 2026
0045 FTU Q-13 | 001 | 000000031118 | 2026-11-03 00:06 | 1501001250 | FILTER, 14 X 24 X 1, PLEATED MDL 40 HI-CAP MERV 10 (14X24X1) | 1501001250 - FILTER, 14 X 24 X 1, PLEATED MDL 40 HI-CAP MERV 10 (14X24X1) |  |  |  | 1 |  | 0 | 0 | November | 2026
0045 FTU Q-13 | 001 | 000000031119 | 2026-11-03 00:06 | 1501001250 | FILTER, 14 X 24 X 1, PLEATED MDL 40 HI-CAP MERV 10 (14X24X1) | 1501001250 - FILTER, 14 X 24 X 1, PLEATED MDL 40 HI-CAP MERV 10 (14X24X1) |  |  |  | 1 |  | 0 | 0 | November | 2026
0045 FTU Q-13 | 001 | 000000031120 | 2026-11-03 00:06 | 1501001250 | FILTER, 14 X 24 X 1, PLEATED MDL 40 HI-CAP MERV 10 (14X24X1) | 1501001250 - FILTER, 14 X 24 X 1, PLEATED MDL 40 HI-CAP MERV 10 (14X24X1) |  |  |  | 1 |  | 0 | 0 | November | 2026
0045 FTU Q-13 | 001 | 000000031132 | 2026-11-03 00:06 | 1501001250 | FILTER, 14 X 24 X 1, PLEATED MDL 40 HI-CAP MERV 10 (14X24X1) | 1501001250 - FILTER, 14 X 24 X 1, PLEATED MDL 40 HI-CAP MERV 10 (14X24X1) |  |  |  | 1 |  | 0 | 0 | November | 2026
0045 FTU Q-13 | 001 | 000000031133 | 2026-11-03 00:06 | 1501001250 | FILTER, 14 X 24 X 1, PLEATED MDL 40 HI-CAP MERV 10 (14X24X1) | 1501001250 - FILTER, 14 X 24 X 1, PLEATED MDL 40 HI-CAP MERV 10 (14X24X1) |  |  |  | 1 |  | 0 | 0 | November | 2026
0045 FTU Q-13 | 001 | 000000031134 | 2026-11-03 00:06 | 1501001250 | FILTER, 14 X 24 X 1, PLEATED MDL 40 HI-CAP MERV 10 (14X24X1) | 1501001250 - FILTER, 14 X 24 X 1, PLEATED MDL 40 HI-CAP MERV 10 (14X24X1) |  |  |  | 1 |  | 0 | 0 | November | 2026
0045 FTU Q-13 | 001 | 000000031135 | 2026-11-03 00:06 | 1501001250 | FILTER, 14 X 24 X 1, PLEATED MDL 40 HI-CAP MERV 10 (14X24X1) | 1501001250 - FILTER, 14 X 24 X 1, PLEATED MDL 40 HI-CAP MERV 10 (14X24X1) |  |  |  | 1 |  | 0 | 0 | November | 2026
0045 FTU Q-13 | 001 | 000000031137 | 2026-11-03 00:06 | 1501001250 | FILTER, 14 X 24 X 1, PLEATED MDL 40 HI-CAP MERV 10 (14X24X1) | 1501001250 - FILTER, 14 X 24 X 1, PLEATED MDL 40 HI-CAP MERV 10 (14X24X1) |  |  |  | 1 |  | 0 | 0 | November | 2026
B0051 EF-28 | 001 | 000090002555 | 2026-11-03 00:13 | 1501001884 | FILTER, 10X18X1, PLEATED MDL 40 HI-CAP MERV 10 (10 X 18 X 1) | 1501001884 - FILTER, 10X18X1, PLEATED MDL 40 HI-CAP MERV 10 (10 X 18 X 1) |  |  |  | 6 |  | 0 | 0 | November | 2026
0051 FLT BW | 001 | 005102100000 | 2026-11-04 00:06 | 1501001121 | FILTER, 20 X 20 X 2, PLEATED MDL 40 STANDARD MERV 10 (20X20X2) | 1501001121 - FILTER, 20 X 20 X 2, PLEATED MDL 40 STANDARD MERV 10 (20X20X2) |  |  |  | 2 |  | 0 | 0 | November | 2026
0051 FLT BW | 001 | 005102120000 | 2026-11-04 00:06 | 1501001121 | FILTER, 20 X 20 X 2, PLEATED MDL 40 STANDARD MERV 10 (20X20X2) | 1501001121 - FILTER, 20 X 20 X 2, PLEATED MDL 40 STANDARD MERV 10 (20X20X2) |  |  |  | 2 |  | 0 | 0 | November | 2026
0051 FLT BW | 001 | 005102160000 | 2026-11-04 00:06 | 1501001121 | FILTER, 20 X 20 X 2, PLEATED MDL 40 STANDARD MERV 10 (20X20X2) | 1501001121 - FILTER, 20 X 20 X 2, PLEATED MDL 40 STANDARD MERV 10 (20X20X2) |  |  |  | 2 |  | 0 | 0 | November | 2026
0051 FLT BW | 001 | 005102200000 | 2026-11-04 00:06 | 1501001121 | FILTER, 20 X 20 X 2, PLEATED MDL 40 STANDARD MERV 10 (20X20X2) | 1501001121 - FILTER, 20 X 20 X 2, PLEATED MDL 40 STANDARD MERV 10 (20X20X2) |  |  |  | 3 |  | 0 | 0 | November | 2026
B0090 AHU-1A Q | 001 | 000000077002 | 2026-11-04 00:16 | 1501001119 | FILTER, 24 X 24 X 2, PLEATED MDL 40 HI-CAP MERV 10 (24X24X2) | 1501001119 - FILTER, 24 X 24 X 2, PLEATED MDL 40 HI-CAP MERV 10 (24X24X2) |  |  |  | 4 |  | 0 | 0 | November | 2026
B0090 AHU-1B Q | 001 | 000000077008 | 2026-11-04 00:16 | 1501001119 | FILTER, 24 X 24 X 2, PLEATED MDL 40 HI-CAP MERV 10 (24X24X2) | 1501001119 - FILTER, 24 X 24 X 2, PLEATED MDL 40 HI-CAP MERV 10 (24X24X2) |  |  |  | 4 |  | 0 | 0 | November | 2026
B0090 AHU-2A Q | 001 | 000000077041 | 2026-11-04 00:16 | 1501001119 | FILTER, 24 X 24 X 2, PLEATED MDL 40 HI-CAP MERV 10 (24X24X2) | 1501001119 - FILTER, 24 X 24 X 2, PLEATED MDL 40 HI-CAP MERV 10 (24X24X2) |  |  |  | 4 |  | 0 | 0 | November | 2026
B0090 AHU-3A Q | 001 | 000000077088 | 2026-11-04 00:16 | 1501001119 | FILTER, 24 X 24 X 2, PLEATED MDL 40 HI-CAP MERV 10 (24X24X2) | 1501001119 - FILTER, 24 X 24 X 2, PLEATED MDL 40 HI-CAP MERV 10 (24X24X2) |  |  |  | 4 |  | 0 | 0 | November | 2026
B0098 AHU-8 A | 001 | 000000003007 | 2026-11-04 00:16 | 1501001301 | BELT, #4L360 | 1501001301 - BELT, #4L360 |  |  |  | 1 |  | 2.8058 | 2.8058 | November | 2026
B0098 AHU-8 A | 001 | 000000003007 | 2026-11-04 00:16 | 1501001440 | BELT, #BX-97, BX97 (COG TYPE) | 1501001440 - BELT, #BX-97, BX97 (COG TYPE) |  |  |  | 2 |  | 0 | 0 | November | 2026
B0098 AHU-8 A | 001 | 000000003007 | 2026-11-04 00:16 | 1501002234 | FILTER, 30/30, DUAL 9, HIGH-CAPACITY, MERV 9, 24X24X2 | 1501002234 - FILTER, 30/30, DUAL 9, HIGH-CAPACITY, MERV 9, 24X24X2 |  |  |  | 2 |  | 0 | 0 | November | 2026
B0098 AHU-8 A | 001 | 000000003007 | 2026-11-04 00:16 | 1501001185 | FILTER, MERV 13, 12 X 24 X 4, PLEATED MDL 40 HI-CAP (12X24X4) | 1501001185 - FILTER, MERV 13, 12 X 24 X 4, PLEATED MDL 40 HI-CAP (12X24X4) |  |  |  | 2 |  | 16.5892 | 33.1784 | November | 2026
B0098 AHU-8 A | 001 | 000000003007 | 2026-11-04 00:16 | 1501001178 | FILTER, MERV 13, 24 X 24 X 4, PLEATED MDL 40 HI-CAP (24X24X4) | 1501001178 - FILTER, MERV 13, 24 X 24 X 4, PLEATED MDL 40 HI-CAP (24X24X4) |  |  |  | 2 |  | 0 | 0 | November | 2026
B0098 AHU-9 A | 001 | 000000003008 | 2026-11-04 00:16 | 1501001350 | BELT, #AX-36, AX36 (COG TYPE) | 1501001350 - BELT, #AX-36, AX36 (COG TYPE) |  |  |  | 1 |  | 0 | 0 | November | 2026
B0098 AHU-9 A | 001 | 000000003008 | 2026-11-04 00:16 | 1501001412 | BELT, #BX-58, BX58 (COG TYPE) | 1501001412 - BELT, #BX-58, BX58 (COG TYPE) |  |  |  | 1 |  | 0 | 0 | November | 2026
B0098 AHU-9 A | 001 | 000000003008 | 2026-11-04 00:16 | 1501002234 | FILTER, 30/30, DUAL 9, HIGH-CAPACITY, MERV 9, 24X24X2 | 1501002234 - FILTER, 30/30, DUAL 9, HIGH-CAPACITY, MERV 9, 24X24X2 |  |  |  | 2 |  | 0 | 0 | November | 2026
B0098 AHU-9 A | 001 | 000000003008 | 2026-11-04 00:16 | 1501001178 | FILTER, MERV 13, 24 X 24 X 4, PLEATED MDL 40 HI-CAP (24X24X4) | 1501001178 - FILTER, MERV 13, 24 X 24 X 4, PLEATED MDL 40 HI-CAP (24X24X4) |  |  |  | 2 |  | 0 | 0 | November | 2026
0045 FTU Q-8 | 001 | 000000031216 | 2026-11-08 00:06 | 1501001250 | FILTER, 14 X 24 X 1, PLEATED MDL 40 HI-CAP MERV 10 (14X24X1) | 1501001250 - FILTER, 14 X 24 X 1, PLEATED MDL 40 HI-CAP MERV 10 (14X24X1) |  |  |  | 1 |  | 0 | 0 | November | 2026
0045 FTU Q-8 | 001 | 000000031218 | 2026-11-08 00:06 | 1501001250 | FILTER, 14 X 24 X 1, PLEATED MDL 40 HI-CAP MERV 10 (14X24X1) | 1501001250 - FILTER, 14 X 24 X 1, PLEATED MDL 40 HI-CAP MERV 10 (14X24X1) |  |  |  | 1 |  | 0 | 0 | November | 2026
0045 FTU Q-8 | 001 | 000000031221 | 2026-11-08 00:06 | 1501001250 | FILTER, 14 X 24 X 1, PLEATED MDL 40 HI-CAP MERV 10 (14X24X1) | 1501001250 - FILTER, 14 X 24 X 1, PLEATED MDL 40 HI-CAP MERV 10 (14X24X1) |  |  |  | 1 |  | 0 | 0 | November | 2026
0045 FTU Q-8 | 001 | 000000031222 | 2026-11-08 00:06 | 1501001250 | FILTER, 14 X 24 X 1, PLEATED MDL 40 HI-CAP MERV 10 (14X24X1) | 1501001250 - FILTER, 14 X 24 X 1, PLEATED MDL 40 HI-CAP MERV 10 (14X24X1) |  |  |  | 1 |  | 0 | 0 | November | 2026
0045 FTU Q-8 | 001 | 000000031223 | 2026-11-08 00:06 | 1501001250 | FILTER, 14 X 24 X 1, PLEATED MDL 40 HI-CAP MERV 10 (14X24X1) | 1501001250 - FILTER, 14 X 24 X 1, PLEATED MDL 40 HI-CAP MERV 10 (14X24X1) |  |  |  | 1 |  | 0 | 0 | November | 2026
0045 FTU Q-8 | 001 | 000000031224 | 2026-11-08 00:06 | 1501001250 | FILTER, 14 X 24 X 1, PLEATED MDL 40 HI-CAP MERV 10 (14X24X1) | 1501001250 - FILTER, 14 X 24 X 1, PLEATED MDL 40 HI-CAP MERV 10 (14X24X1) |  |  |  | 1 |  | 0 | 0 | November | 2026
0045 FTU Q-8 | 001 | 000000031225 | 2026-11-08 00:06 | 1501001250 | FILTER, 14 X 24 X 1, PLEATED MDL 40 HI-CAP MERV 10 (14X24X1) | 1501001250 - FILTER, 14 X 24 X 1, PLEATED MDL 40 HI-CAP MERV 10 (14X24X1) |  |  |  | 1 |  | 0 | 0 | November | 2026
B0087 AHU10 A | 001 | 000000075000 | 2026-11-08 00:16 | 1501001399 | BELT, #BX-46, BX46 (COG TYPE) | 1501001399 - BELT, #BX-46, BX46 (COG TYPE) |  |  |  | 1 |  | 19.7091 | 19.7091 | November | 2026
B0087 AHU10 A | 001 | 000000075000 | 2026-11-08 00:16 | 1501002202 | FILTER, BAG, 24X12X12, HEIGHT X WIDTH X DEPTH, (VERTICAL CONFIGURATION), MERV14A, CAMFIL 5P, 405619C12 | 1501002202 - FILTER, BAG, 24X12X12, HEIGHT X WIDTH X DEPTH, (VERTICAL CONFIGURATION), MERV14A, CAMFIL 5P, 405619C12 |  |  |  | 1 |  | 0 | 0 | November | 2026
B0087 AHU10 A | 001 | 000000075000 | 2026-11-08 00:16 | 1501002208 | FILTER, BAG, 24X20X12, HEIGHT X WIDTH X DEPTH, (VERTICAL CONFIGURATION), MERV14A, CAMFIL 8P, 405619B12 (REPLACES 1501003005) | 1501002208 - FILTER, BAG, 24X20X12, HEIGHT X WIDTH X DEPTH, (VERTICAL CONFIGURATION), MERV14A, CAMFIL 8P, 405619B12 (REPLACES 1501003005) |  |  |  | 1 |  | 0 | 0 | November | 2026
B0087 AHU10 A | 001 | 000000075000 | 2026-11-08 00:16 | 1501002210 | FILTER, BAG, 24X24X12, MERV14A, CAMFIL 10P, 405619A12 | 1501002210 - FILTER, BAG, 24X24X12, MERV14A, CAMFIL 10P, 405619A12 |  |  |  | 1 |  | 0 | 0 | November | 2026
B0087 AHU11 A | 001 | 000000075001 | 2026-11-08 00:16 | 1501001315 | BELT, #5VX470 | 1501001315 - BELT, #5VX470 |  |  |  | 2 |  | 0 | 0 | November | 2026
B0087 AHU11 A | 001 | 000000075001 | 2026-11-08 00:16 | 1501002208 | FILTER, BAG, 24X20X12, HEIGHT X WIDTH X DEPTH, (VERTICAL CONFIGURATION), MERV14A, CAMFIL 8P, 405619B12 (REPLACES 1501003005) | 1501002208 - FILTER, BAG, 24X20X12, HEIGHT X WIDTH X DEPTH, (VERTICAL CONFIGURATION), MERV14A, CAMFIL 8P, 405619B12 (REPLACES 1501003005) |  |  |  | 2 |  | 0 | 0 | November | 2026
B0087 AHU11 A | 001 | 000000075001 | 2026-11-08 00:16 | 1501002210 | FILTER, BAG, 24X24X12, MERV14A, CAMFIL 10P, 405619A12 | 1501002210 - FILTER, BAG, 24X24X12, MERV14A, CAMFIL 10P, 405619A12 |  |  |  | 1 |  | 0 | 0 | November | 2026
B0087 AHU12 A | 001 | 000000075002 | 2026-11-08 00:16 | 1501001395 | BELT, #BX-40, BX40 (COG TYPE) | 1501001395 - BELT, #BX-40, BX40 (COG TYPE) |  |  |  | 1 |  | 0 | 0 | November | 2026
B0087 AHU12 A | 001 | 000000075002 | 2026-11-08 00:16 | 1501002210 | FILTER, BAG, 24X24X12, MERV14A, CAMFIL 10P, 405619A12 | 1501002210 - FILTER, BAG, 24X24X12, MERV14A, CAMFIL 10P, 405619A12 |  |  |  | 2 |  | 0 | 0 | November | 2026
B0116 CRU-1A Q | 001 | 000000105009 | 2026-11-08 00:18 | 1501001163 | FILTER, 18 X 24 X 4, PLEATED MDL 40 HI-CAP MERV 10 (18X24X4) | 1501001163 - FILTER, 18 X 24 X 4, PLEATED MDL 40 HI-CAP MERV 10 (18X24X4) |  |  |  | 4 |  | 0 | 0 | November | 2026
B0116 CRU-1B Q | 001 | 000000105010 | 2026-11-08 00:18 | 1501001163 | FILTER, 18 X 24 X 4, PLEATED MDL 40 HI-CAP MERV 10 (18X24X4) | 1501001163 - FILTER, 18 X 24 X 4, PLEATED MDL 40 HI-CAP MERV 10 (18X24X4) |  |  |  | 5 |  | 0 | 0 | November | 2026
B0116 CRU-1C Q | 001 | 000000105011 | 2026-11-08 00:18 | 1501001163 | FILTER, 18 X 24 X 4, PLEATED MDL 40 HI-CAP MERV 10 (18X24X4) | 1501001163 - FILTER, 18 X 24 X 4, PLEATED MDL 40 HI-CAP MERV 10 (18X24X4) |  |  |  | 4 |  | 0 | 0 | November | 2026
B0116 CRU-3A Q | 001 | 000000105012 | 2026-11-08 00:18 | 1501002245 | FILTER, 15 X 28 X 4, PLEATED MDL 40 HI-CAP MERV 10 (15X28X4) | 1501002245 - FILTER, 15 X 28 X 4, PLEATED MDL 40 HI-CAP MERV 10 (15X28X4) |  |  |  | 2 |  | 21.4814 | 42.9628 | November | 2026
B0116 CRU-3B Q | 001 | 000000105013 | 2026-11-08 00:18 | 1501002245 | FILTER, 15 X 28 X 4, PLEATED MDL 40 HI-CAP MERV 10 (15X28X4) | 1501002245 - FILTER, 15 X 28 X 4, PLEATED MDL 40 HI-CAP MERV 10 (15X28X4) |  |  |  | 2 |  | 21.4814 | 42.9628 | November | 2026
ERU MLY CHK MT1 | 001 | 000000111022 | 2026-11-08 00:25 | 1501001167 | FILTER, 12 X 20 X 2, PLEATED MDL 40 HI-CAP MERV 10 (12X20X2) | 1501001167 - FILTER, 12 X 20 X 2, PLEATED MDL 40 HI-CAP MERV 10 (12X20X2) |  |  |  | 2 |  | 3.92 | 7.84 | November | 2026
ERU MLY CHK MT1 | 001 | 000000111022 | 2026-11-08 00:25 | 1501001910 | FILTER, 20 X 25 X 2, PLEATED MDL 40 HI-CAP MERV 10 (20X25X2) | 1501001910 - FILTER, 20 X 25 X 2, PLEATED MDL 40 HI-CAP MERV 10 (20X25X2) |  |  |  | 4 |  | 0 | 0 | November | 2026
0045 FTU Q-7 | 001 | 000000031198 | 2026-11-09 00:06 | 1501001250 | FILTER, 14 X 24 X 1, PLEATED MDL 40 HI-CAP MERV 10 (14X24X1) | 1501001250 - FILTER, 14 X 24 X 1, PLEATED MDL 40 HI-CAP MERV 10 (14X24X1) |  |  |  | 1 |  | 0 | 0 | November | 2026
0045 FTU Q-7 | 001 | 000000031199 | 2026-11-09 00:06 | 1501001250 | FILTER, 14 X 24 X 1, PLEATED MDL 40 HI-CAP MERV 10 (14X24X1) | 1501001250 - FILTER, 14 X 24 X 1, PLEATED MDL 40 HI-CAP MERV 10 (14X24X1) |  |  |  | 1 |  | 0 | 0 | November | 2026
0045 FTU Q-7 | 001 | 000000031200 | 2026-11-09 00:06 | 1501001250 | FILTER, 14 X 24 X 1, PLEATED MDL 40 HI-CAP MERV 10 (14X24X1) | 1501001250 - FILTER, 14 X 24 X 1, PLEATED MDL 40 HI-CAP MERV 10 (14X24X1) |  |  |  | 1 |  | 0 | 0 | November | 2026
0045 FTU Q-7 | 001 | 000000031205 | 2026-11-09 00:06 | 1501001250 | FILTER, 14 X 24 X 1, PLEATED MDL 40 HI-CAP MERV 10 (14X24X1) | 1501001250 - FILTER, 14 X 24 X 1, PLEATED MDL 40 HI-CAP MERV 10 (14X24X1) |  |  |  | 1 |  | 0 | 0 | November | 2026
0045 FTU Q-7 | 001 | 000000031207 | 2026-11-09 00:06 | 1501001250 | FILTER, 14 X 24 X 1, PLEATED MDL 40 HI-CAP MERV 10 (14X24X1) | 1501001250 - FILTER, 14 X 24 X 1, PLEATED MDL 40 HI-CAP MERV 10 (14X24X1) |  |  |  | 1 |  | 0 | 0 | November | 2026
0045 FTU Q-7 | 001 | 000000031210 | 2026-11-09 00:06 | 1501001250 | FILTER, 14 X 24 X 1, PLEATED MDL 40 HI-CAP MERV 10 (14X24X1) | 1501001250 - FILTER, 14 X 24 X 1, PLEATED MDL 40 HI-CAP MERV 10 (14X24X1) |  |  |  | 1 |  | 0 | 0 | November | 2026
0045 FTU Q-7 | 001 | 000000031214 | 2026-11-09 00:06 | 1501001250 | FILTER, 14 X 24 X 1, PLEATED MDL 40 HI-CAP MERV 10 (14X24X1) | 1501001250 - FILTER, 14 X 24 X 1, PLEATED MDL 40 HI-CAP MERV 10 (14X24X1) |  |  |  | 1 |  | 0 | 0 | November | 2026
0045 FTU Q-7 | 001 | 000000031215 | 2026-11-09 00:06 | 1501001250 | FILTER, 14 X 24 X 1, PLEATED MDL 40 HI-CAP MERV 10 (14X24X1) | 1501001250 - FILTER, 14 X 24 X 1, PLEATED MDL 40 HI-CAP MERV 10 (14X24X1) |  |  |  | 1 |  | 0 | 0 | November | 2026
B0021 DAHU-5A | 001 | 000000003378 | 2026-11-09 00:12 | 1501002204 | FILTER, BAG, 20X20X12, MERV14A, CAMFIL 8P, 405619D12 (REPLACES 1501001202) | 1501002204 - FILTER, BAG, 20X20X12, MERV14A, CAMFIL 8P, 405619D12 (REPLACES 1501001202) |  |  |  | 3 |  | 0 | 0 | November | 2026
B0021 DAHU-5A | 001 | 000000003378 | 2026-11-09 00:12 | 1501002200 | FILTER, BAG, 12X24X12, HEIGHT X WIDTH X DEPTH, (HORIZONTAL CONFIGURATION), MERV14A, CAMFIL 10P, 405619F12 | 1501002200 - FILTER, BAG, 12X24X12, HEIGHT X WIDTH X DEPTH, (HORIZONTAL CONFIGURATION), MERV14A, CAMFIL 10P, 405619F12 |  |  |  | 2 |  | 78.19 | 156.38 | November | 2026
B0021 DAHU-5A | 001 | 000000003378 | 2026-11-09 00:12 | 1501001383 | BELT, #AX-48, AX48 (COG TYPE) | 1501001383 - BELT, #AX-48, AX48 (COG TYPE) |  |  |  | 1 |  | 7.5849 | 7.5849 | November | 2026
B0098 AHU-2 A | 001 | 000000003001 | 2026-11-09 00:16 | 1501001379 | BELT, #AX-38, AX38 (COG TYPE) | 1501001379 - BELT, #AX-38, AX38 (COG TYPE) |  |  |  | 1 |  | 0 | 0 | November | 2026
B0098 AHU-2 A | 001 | 000000003001 | 2026-11-09 00:16 | 1501002234 | FILTER, 30/30, DUAL 9, HIGH-CAPACITY, MERV 9, 24X24X2 | 1501002234 - FILTER, 30/30, DUAL 9, HIGH-CAPACITY, MERV 9, 24X24X2 |  |  |  | 4 |  | 0 | 0 | November | 2026
B0098 AHU-2 A | 001 | 000000003001 | 2026-11-09 00:16 | 1501002231 | FILTER, 30/30, DUAL 9, HIGH-CAPACITY, MERV 9, 12X24X2 | 1501002231 - FILTER, 30/30, DUAL 9, HIGH-CAPACITY, MERV 9, 12X24X2 |  |  |  | 2 |  | 0 | 0 | November | 2026
B0098 AHU-2 A | 001 | 000000003001 | 2026-11-09 00:16 | 1501001178 | FILTER, MERV 13, 24 X 24 X 4, PLEATED MDL 40 HI-CAP (24X24X4) | 1501001178 - FILTER, MERV 13, 24 X 24 X 4, PLEATED MDL 40 HI-CAP (24X24X4) |  |  |  | 6 |  | 0 | 0 | November | 2026
B0098 AHU-3 A | 001 | 000000003002 | 2026-11-09 00:16 | 1501001348 | BELT, #AX-34, AX34 (COG TYPE) | 1501001348 - BELT, #AX-34, AX34 (COG TYPE) |  |  |  | 1 |  | 0 | 0 | November | 2026
B0098 AHU-3 A | 001 | 000000003002 | 2026-11-09 00:16 | 1501001440 | BELT, #BX-97, BX97 (COG TYPE) | 1501001440 - BELT, #BX-97, BX97 (COG TYPE) |  |  |  | 2 |  | 0 | 0 | November | 2026
B0098 AHU-3 A | 001 | 000000003002 | 2026-11-09 00:16 | 1501002234 | FILTER, 30/30, DUAL 9, HIGH-CAPACITY, MERV 9, 24X24X2 | 1501002234 - FILTER, 30/30, DUAL 9, HIGH-CAPACITY, MERV 9, 24X24X2 |  |  |  | 2 |  | 0 | 0 | November | 2026
B0098 AHU-3 A | 001 | 000000003002 | 2026-11-09 00:16 | 1501001185 | FILTER, MERV 13, 12 X 24 X 4, PLEATED MDL 40 HI-CAP (12X24X4) | 1501001185 - FILTER, MERV 13, 12 X 24 X 4, PLEATED MDL 40 HI-CAP (12X24X4) |  |  |  | 2 |  | 16.5892 | 33.1784 | November | 2026
B0098 AHU-3 A | 001 | 000000003002 | 2026-11-09 00:16 | 1501001178 | FILTER, MERV 13, 24 X 24 X 4, PLEATED MDL 40 HI-CAP (24X24X4) | 1501001178 - FILTER, MERV 13, 24 X 24 X 4, PLEATED MDL 40 HI-CAP (24X24X4) |  |  |  | 4 |  | 0 | 0 | November | 2026
B0098 AHU-4 A | 001 | 000000003003 | 2026-11-09 00:16 | 1501001286 | BELT, 3VX-670 | 1501001286 - BELT, 3VX-670 |  |  |  | 2 |  | 0 | 0 | November | 2026
B0098 AHU-4 A | 001 | 000000003003 | 2026-11-09 00:16 | 1501002234 | FILTER, 30/30, DUAL 9, HIGH-CAPACITY, MERV 9, 24X24X2 | 1501002234 - FILTER, 30/30, DUAL 9, HIGH-CAPACITY, MERV 9, 24X24X2 |  |  |  | 4 |  | 0 | 0 | November | 2026
B0098 AHU-4 A | 001 | 000000003003 | 2026-11-09 00:16 | 1501001178 | FILTER, MERV 13, 24 X 24 X 4, PLEATED MDL 40 HI-CAP (24X24X4) | 1501001178 - FILTER, MERV 13, 24 X 24 X 4, PLEATED MDL 40 HI-CAP (24X24X4) |  |  |  | 8 |  | 0 | 0 | November | 2026
B0098 AHU-4 A | 001 | 000000003003 | 2026-11-09 00:16 | 1501001185 | FILTER, MERV 13, 12 X 24 X 4, PLEATED MDL 40 HI-CAP (12X24X4) | 1501001185 - FILTER, MERV 13, 12 X 24 X 4, PLEATED MDL 40 HI-CAP (12X24X4) |  |  |  | 2 |  | 16.5892 | 33.1784 | November | 2026
B0154 DAHU-1 A | 001 | 000090002365 | 2026-11-09 00:20 | 1501001133 | FILTER, 20 X 20 X 1, PLEATED MDL 40 STANDARD MERV 10 (20X20X1) | 1501001133 - FILTER, 20 X 20 X 1, PLEATED MDL 40 STANDARD MERV 10 (20X20X1) |  |  |  | 1 |  | 0 | 0 | November | 2026
0045 FTU Q-9 | 001 | 000000031049 | 2026-11-10 00:06 | 1501001250 | FILTER, 14 X 24 X 1, PLEATED MDL 40 HI-CAP MERV 10 (14X24X1) | 1501001250 - FILTER, 14 X 24 X 1, PLEATED MDL 40 HI-CAP MERV 10 (14X24X1) |  |  |  | 1 |  | 0 | 0 | November | 2026
0045 FTU Q-9 | 001 | 000000031051 | 2026-11-10 00:06 | 1501001250 | FILTER, 14 X 24 X 1, PLEATED MDL 40 HI-CAP MERV 10 (14X24X1) | 1501001250 - FILTER, 14 X 24 X 1, PLEATED MDL 40 HI-CAP MERV 10 (14X24X1) |  |  |  | 1 |  | 0 | 0 | November | 2026
0045 FTU Q-9 | 001 | 000000031052 | 2026-11-10 00:06 | 1501001250 | FILTER, 14 X 24 X 1, PLEATED MDL 40 HI-CAP MERV 10 (14X24X1) | 1501001250 - FILTER, 14 X 24 X 1, PLEATED MDL 40 HI-CAP MERV 10 (14X24X1) |  |  |  | 1 |  | 0 | 0 | November | 2026
0045 FTU Q-9 | 001 | 000000031053 | 2026-11-10 00:06 | 1501001250 | FILTER, 14 X 24 X 1, PLEATED MDL 40 HI-CAP MERV 10 (14X24X1) | 1501001250 - FILTER, 14 X 24 X 1, PLEATED MDL 40 HI-CAP MERV 10 (14X24X1) |  |  |  | 1 |  | 0 | 0 | November | 2026
0045 FTU Q-9 | 001 | 000000031058 | 2026-11-10 00:06 | 1501001250 | FILTER, 14 X 24 X 1, PLEATED MDL 40 HI-CAP MERV 10 (14X24X1) | 1501001250 - FILTER, 14 X 24 X 1, PLEATED MDL 40 HI-CAP MERV 10 (14X24X1) |  |  |  | 1 |  | 0 | 0 | November | 2026
0045 FTU Q-9 | 001 | 000000031060 | 2026-11-10 00:06 | 1501001250 | FILTER, 14 X 24 X 1, PLEATED MDL 40 HI-CAP MERV 10 (14X24X1) | 1501001250 - FILTER, 14 X 24 X 1, PLEATED MDL 40 HI-CAP MERV 10 (14X24X1) |  |  |  | 1 |  | 0 | 0 | November | 2026
0045 FTU Q-9 | 001 | 000000031061 | 2026-11-10 00:06 | 1501001250 | FILTER, 14 X 24 X 1, PLEATED MDL 40 HI-CAP MERV 10 (14X24X1) | 1501001250 - FILTER, 14 X 24 X 1, PLEATED MDL 40 HI-CAP MERV 10 (14X24X1) |  |  |  | 1 |  | 0 | 0 | November | 2026
B0095 AHU1 A | 001 | 000000060001 | 2026-11-10 00:16 | 1501001459 | BELT, #BX-48, BX48 (COG TYPE) | 1501001459 - BELT, #BX-48, BX48 (COG TYPE) |  |  |  | 3 |  | 0 | 0 | November | 2026
B0095 AHU1 A | 001 | 000000060001 | 2026-11-10 00:16 | 1501002208 | FILTER, BAG, 24X20X12, HEIGHT X WIDTH X DEPTH, (VERTICAL CONFIGURATION), MERV14A, CAMFIL 8P, 405619B12 (REPLACES 1501003005) | 1501002208 - FILTER, BAG, 24X20X12, HEIGHT X WIDTH X DEPTH, (VERTICAL CONFIGURATION), MERV14A, CAMFIL 8P, 405619B12 (REPLACES 1501003005) |  |  |  | 3 |  | 0 | 0 | November | 2026
B0095 AHU1 A | 001 | 000000060001 | 2026-11-10 00:16 | 1501002210 | FILTER, BAG, 24X24X12, MERV14A, CAMFIL 10P, 405619A12 | 1501002210 - FILTER, BAG, 24X24X12, MERV14A, CAMFIL 10P, 405619A12 |  |  |  | 3 |  | 0 | 0 | November | 2026
B0095 AHU2 A | 001 | 000000060002 | 2026-11-10 00:16 | 1501001459 | BELT, #BX-48, BX48 (COG TYPE) | 1501001459 - BELT, #BX-48, BX48 (COG TYPE) |  |  |  | 3 |  | 0 | 0 | November | 2026
B0095 AHU2 A | 001 | 000000060002 | 2026-11-10 00:16 | 1501002208 | FILTER, BAG, 24X20X12, HEIGHT X WIDTH X DEPTH, (VERTICAL CONFIGURATION), MERV14A, CAMFIL 8P, 405619B12 (REPLACES 1501003005) | 1501002208 - FILTER, BAG, 24X20X12, HEIGHT X WIDTH X DEPTH, (VERTICAL CONFIGURATION), MERV14A, CAMFIL 8P, 405619B12 (REPLACES 1501003005) |  |  |  | 3 |  | 0 | 0 | November | 2026
B0095 AHU2 A | 001 | 000000060002 | 2026-11-10 00:16 | 1501002210 | FILTER, BAG, 24X24X12, MERV14A, CAMFIL 10P, 405619A12 | 1501002210 - FILTER, BAG, 24X24X12, MERV14A, CAMFIL 10P, 405619A12 |  |  |  | 3 |  | 0 | 0 | November | 2026
0045 FTU Q-10 | 001 | 000000031226 | 2026-11-12 00:05 | 1501001250 | FILTER, 14 X 24 X 1, PLEATED MDL 40 HI-CAP MERV 10 (14X24X1) | 1501001250 - FILTER, 14 X 24 X 1, PLEATED MDL 40 HI-CAP MERV 10 (14X24X1) |  |  |  | 1 |  | 0 | 0 | November | 2026
0045 FTU Q-10 | 001 | 000000031227 | 2026-11-12 00:05 | 1501001250 | FILTER, 14 X 24 X 1, PLEATED MDL 40 HI-CAP MERV 10 (14X24X1) | 1501001250 - FILTER, 14 X 24 X 1, PLEATED MDL 40 HI-CAP MERV 10 (14X24X1) |  |  |  | 1 |  | 0 | 0 | November | 2026
0045 FTU Q-10 | 001 | 000000031062 | 2026-11-12 00:05 | 1501001250 | FILTER, 14 X 24 X 1, PLEATED MDL 40 HI-CAP MERV 10 (14X24X1) | 1501001250 - FILTER, 14 X 24 X 1, PLEATED MDL 40 HI-CAP MERV 10 (14X24X1) |  |  |  | 1 |  | 0 | 0 | November | 2026
0045 FTU Q-10 | 001 | 000000031063 | 2026-11-12 00:05 | 1501001250 | FILTER, 14 X 24 X 1, PLEATED MDL 40 HI-CAP MERV 10 (14X24X1) | 1501001250 - FILTER, 14 X 24 X 1, PLEATED MDL 40 HI-CAP MERV 10 (14X24X1) |  |  |  | 1 |  | 0 | 0 | November | 2026
0045 FTU Q-10 | 001 | 000000031064 | 2026-11-12 00:05 | 1501001250 | FILTER, 14 X 24 X 1, PLEATED MDL 40 HI-CAP MERV 10 (14X24X1) | 1501001250 - FILTER, 14 X 24 X 1, PLEATED MDL 40 HI-CAP MERV 10 (14X24X1) |  |  |  | 1 |  | 0 | 0 | November | 2026
0045 FTU Q-10 | 001 | 000000031075 | 2026-11-12 00:05 | 1501001250 | FILTER, 14 X 24 X 1, PLEATED MDL 40 HI-CAP MERV 10 (14X24X1) | 1501001250 - FILTER, 14 X 24 X 1, PLEATED MDL 40 HI-CAP MERV 10 (14X24X1) |  |  |  | 1 |  | 0 | 0 | November | 2026
0045 FTU Q-10 | 001 | 000000031092 | 2026-11-12 00:05 | 1501001250 | FILTER, 14 X 24 X 1, PLEATED MDL 40 HI-CAP MERV 10 (14X24X1) | 1501001250 - FILTER, 14 X 24 X 1, PLEATED MDL 40 HI-CAP MERV 10 (14X24X1) |  |  |  | 1 |  | 0 | 0 | November | 2026
B0048 AHU 03M | 001 | 000007092116 | 2026-11-12 00:13 | 1501001169 | FILTER, MERV 13, 16 X 20 X 2, PLEATED MDL 40 HI-CAP (16X20X2) | 1501001169 - FILTER, MERV 13, 16 X 20 X 2, PLEATED MDL 40 HI-CAP (16X20X2) |  |  |  | 4 |  | 0 | 0 | November | 2026
B0048 AHU 03M | 001 | 000007092116 | 2026-11-12 00:13 | 1501001559 | FILTER, 16 X 20 X 4, PLEATED MDL 40 HI-CAP MERV 10 (16X20X4) | 1501001559 - FILTER, 16 X 20 X 4, PLEATED MDL 40 HI-CAP MERV 10 (16X20X4) |  |  |  | 4 |  | 0 | 0 | November | 2026
B0051 AHU8 A | 001 | 000000034009 | 2026-11-12 00:13 | 1501001207 | FILTER, MERV 13, 16 X 20 X 4, PLEATED MDL 40 HI-CAP (16X20X4) | 1501001207 - FILTER, MERV 13, 16 X 20 X 4, PLEATED MDL 40 HI-CAP (16X20X4) |  |  |  | 6 |  | 0 | 0 | November | 2026
B0051 AHU8 A | 001 | 000000034009 | 2026-11-12 00:13 | 1501002232 | FILTER, 30/30, DUAL 9, HIGH-CAPACITY, MERV 9, 20X20X2 | 1501002232 - FILTER, 30/30, DUAL 9, HIGH-CAPACITY, MERV 9, 20X20X2 |  |  |  | 6 |  | 0 | 0 | November | 2026
B0098 AHU-1 A | 001 | 000000003000 | 2026-11-12 00:16 | 1501001178 | FILTER, MERV 13, 24 X 24 X 4, PLEATED MDL 40 HI-CAP (24X24X4) | 1501001178 - FILTER, MERV 13, 24 X 24 X 4, PLEATED MDL 40 HI-CAP (24X24X4) |  |  |  | 9 |  | 0 | 0 | November | 2026
B0098 AHU-1 A | 001 | 000000003000 | 2026-11-12 00:16 | 1501001185 | FILTER, MERV 13, 12 X 24 X 4, PLEATED MDL 40 HI-CAP (12X24X4) | 1501001185 - FILTER, MERV 13, 12 X 24 X 4, PLEATED MDL 40 HI-CAP (12X24X4) |  |  |  | 3 |  | 16.5892 | 49.7676 | November | 2026
B0098 AHU-10 A | 001 | 000000003009 | 2026-11-12 00:16 | 1501001385 | BELT, #AX-51, AX51 (COG TYPE) | 1501001385 - BELT, #AX-51, AX51 (COG TYPE) |  |  |  | 1 |  | 7 | 7 | November | 2026
B0098 AHU-10 A | 001 | 000000003009 | 2026-11-12 00:16 | 1501002234 | FILTER, 30/30, DUAL 9, HIGH-CAPACITY, MERV 9, 24X24X2 | 1501002234 - FILTER, 30/30, DUAL 9, HIGH-CAPACITY, MERV 9, 24X24X2 |  |  |  | 4 |  | 0 | 0 | November | 2026
B0098 AHU-10 A | 001 | 000000003009 | 2026-11-12 00:16 | 1501002231 | FILTER, 30/30, DUAL 9, HIGH-CAPACITY, MERV 9, 12X24X2 | 1501002231 - FILTER, 30/30, DUAL 9, HIGH-CAPACITY, MERV 9, 12X24X2 |  |  |  | 2 |  | 0 | 0 | November | 2026
B0098 AHU-10 A | 001 | 000000003009 | 2026-11-12 00:16 | 1501001178 | FILTER, MERV 13, 24 X 24 X 4, PLEATED MDL 40 HI-CAP (24X24X4) | 1501001178 - FILTER, MERV 13, 24 X 24 X 4, PLEATED MDL 40 HI-CAP (24X24X4) |  |  |  | 6 |  | 0 | 0 | November | 2026
B0098 AHU-11 A | 001 | 000000003010 | 2026-11-12 00:16 | 1501001379 | BELT, #AX-38, AX38 (COG TYPE) | 1501001379 - BELT, #AX-38, AX38 (COG TYPE) |  |  |  | 1 |  | 0 | 0 | November | 2026
B0098 AHU-11 A | 001 | 000000003010 | 2026-11-12 00:16 | 1501001412 | BELT, #BX-58, BX58 (COG TYPE) | 1501001412 - BELT, #BX-58, BX58 (COG TYPE) |  |  |  | 1 |  | 0 | 0 | November | 2026
B0098 AHU-11 A | 001 | 000000003010 | 2026-11-12 00:16 | 1501002234 | FILTER, 30/30, DUAL 9, HIGH-CAPACITY, MERV 9, 24X24X2 | 1501002234 - FILTER, 30/30, DUAL 9, HIGH-CAPACITY, MERV 9, 24X24X2 |  |  |  | 2 |  | 0 | 0 | November | 2026
B0098 AHU-11 A | 001 | 000000003010 | 2026-11-12 00:16 | 1501001185 | FILTER, MERV 13, 12 X 24 X 4, PLEATED MDL 40 HI-CAP (12X24X4) | 1501001185 - FILTER, MERV 13, 12 X 24 X 4, PLEATED MDL 40 HI-CAP (12X24X4) |  |  |  | 2 |  | 16.5892 | 33.1784 | November | 2026
B0098 AHU-11 A | 001 | 000000003010 | 2026-11-12 00:16 | 1501001178 | FILTER, MERV 13, 24 X 24 X 4, PLEATED MDL 40 HI-CAP (24X24X4) | 1501001178 - FILTER, MERV 13, 24 X 24 X 4, PLEATED MDL 40 HI-CAP (24X24X4) |  |  |  | 2 |  | 0 | 0 | November | 2026
B0040 CRU Q-1 | 001 | 000000028291 | 2026-11-15 00:12 | 1501001163 | FILTER, 18 X 24 X 4, PLEATED MDL 40 HI-CAP MERV 10 (18X24X4) | 1501001163 - FILTER, 18 X 24 X 4, PLEATED MDL 40 HI-CAP MERV 10 (18X24X4) |  |  |  | 4 |  | 0 | 0 | November | 2026
B0402 AHU A | 001 | 000004090092 | 2026-11-15 00:20 | 1501001617 | FILTER, 20 X 24 X 1, PLEATED MDL 40 HI-CAP MERV 10 (20X24X1) | 1501001617 - FILTER, 20 X 24 X 1, PLEATED MDL 40 HI-CAP MERV 10 (20X24X1) |  |  |  | 1 |  | 7.5693 | 7.5693 | November | 2026
B0402 AHU A | 001 | 000004090093 | 2026-11-15 00:20 | 1501001617 | FILTER, 20 X 24 X 1, PLEATED MDL 40 HI-CAP MERV 10 (20X24X1) | 1501001617 - FILTER, 20 X 24 X 1, PLEATED MDL 40 HI-CAP MERV 10 (20X24X1) |  |  |  | 1 |  | 7.5693 | 7.5693 | November | 2026
B0402 DAHU3 A | 001 | 000000165014 | 2026-11-15 00:20 | 1501001881 | FILTER, 22 X 24 X 1, PLEATED MDL 40 HI-CAP MERV 10 (22X24X1) | 1501001881 - FILTER, 22 X 24 X 1, PLEATED MDL 40 HI-CAP MERV 10 (22X24X1) |  |  |  | 1 |  | 0 | 0 | November | 2026
B0081 AHU4 Q | 001 | 000000070006 | 2026-11-16 00:15 | 1501001207 | FILTER, MERV 13, 16 X 20 X 4, PLEATED MDL 40 HI-CAP (16X20X4) | 1501001207 - FILTER, MERV 13, 16 X 20 X 4, PLEATED MDL 40 HI-CAP (16X20X4) |  |  |  | 4 |  | 0 | 0 | November | 2026
B0081 AHU4 Q | 001 | 000000070006 | 2026-11-16 00:15 | 1501001175 | FILTER, MERV 13, 16 X 25 X 4, PLEATED MDL 40 HI-CAP (16X25X4) | 1501001175 - FILTER, MERV 13, 16 X 25 X 4, PLEATED MDL 40 HI-CAP (16X25X4) |  |  |  | 2 |  | 0 | 0 | November | 2026
B0154 AHU-1 Q | 001 | 000000129019 | 2026-11-16 00:20 | 1501002236 | FILTER, 30/30, DUAL 9, HIGH-CAPACITY, MERV 9, 16X25X2 | 1501002236 - FILTER, 30/30, DUAL 9, HIGH-CAPACITY, MERV 9, 16X25X2 |  |  |  | 12 |  | 0 | 0 | November | 2026
0045 FTU Q-12 | 001 | 000000031102 | 2026-11-17 00:05 | 1501001250 | FILTER, 14 X 24 X 1, PLEATED MDL 40 HI-CAP MERV 10 (14X24X1) | 1501001250 - FILTER, 14 X 24 X 1, PLEATED MDL 40 HI-CAP MERV 10 (14X24X1) |  |  |  | 1 |  | 0 | 0 | November | 2026
0045 FTU Q-12 | 001 | 000000031103 | 2026-11-17 00:05 | 1501001250 | FILTER, 14 X 24 X 1, PLEATED MDL 40 HI-CAP MERV 10 (14X24X1) | 1501001250 - FILTER, 14 X 24 X 1, PLEATED MDL 40 HI-CAP MERV 10 (14X24X1) |  |  |  | 1 |  | 0 | 0 | November | 2026
0045 FTU Q-12 | 001 | 000000031104 | 2026-11-17 00:05 | 1501001250 | FILTER, 14 X 24 X 1, PLEATED MDL 40 HI-CAP MERV 10 (14X24X1) | 1501001250 - FILTER, 14 X 24 X 1, PLEATED MDL 40 HI-CAP MERV 10 (14X24X1) |  |  |  | 1 |  | 0 | 0 | November | 2026
0045 FTU Q-12 | 001 | 000000031106 | 2026-11-17 00:06 | 1501001250 | FILTER, 14 X 24 X 1, PLEATED MDL 40 HI-CAP MERV 10 (14X24X1) | 1501001250 - FILTER, 14 X 24 X 1, PLEATED MDL 40 HI-CAP MERV 10 (14X24X1) |  |  |  | 1 |  | 0 | 0 | November | 2026
0045 FTU Q-12 | 001 | 000000031107 | 2026-11-17 00:06 | 1501001250 | FILTER, 14 X 24 X 1, PLEATED MDL 40 HI-CAP MERV 10 (14X24X1) | 1501001250 - FILTER, 14 X 24 X 1, PLEATED MDL 40 HI-CAP MERV 10 (14X24X1) |  |  |  | 1 |  | 0 | 0 | November | 2026
0045 FTU Q-12 | 001 | 000000031108 | 2026-11-17 00:06 | 1501001250 | FILTER, 14 X 24 X 1, PLEATED MDL 40 HI-CAP MERV 10 (14X24X1) | 1501001250 - FILTER, 14 X 24 X 1, PLEATED MDL 40 HI-CAP MERV 10 (14X24X1) |  |  |  | 1 |  | 0 | 0 | November | 2026
0045 FTU Q-12 | 001 | 000000031109 | 2026-11-17 00:06 | 1501001250 | FILTER, 14 X 24 X 1, PLEATED MDL 40 HI-CAP MERV 10 (14X24X1) | 1501001250 - FILTER, 14 X 24 X 1, PLEATED MDL 40 HI-CAP MERV 10 (14X24X1) |  |  |  | 1 |  | 0 | 0 | November | 2026
0045 FTU Q-12 | 001 | 000000031110 | 2026-11-17 00:06 | 1501001250 | FILTER, 14 X 24 X 1, PLEATED MDL 40 HI-CAP MERV 10 (14X24X1) | 1501001250 - FILTER, 14 X 24 X 1, PLEATED MDL 40 HI-CAP MERV 10 (14X24X1) |  |  |  | 1 |  | 0 | 0 | November | 2026
B0051 EF-28 | 001 | 000090002555 | 2026-11-17 00:13 | 1501001884 | FILTER, 10X18X1, PLEATED MDL 40 HI-CAP MERV 10 (10 X 18 X 1) | 1501001884 - FILTER, 10X18X1, PLEATED MDL 40 HI-CAP MERV 10 (10 X 18 X 1) |  |  |  | 6 |  | 0 | 0 | November | 2026
B0090 AHU-3B Q | 001 | 000000077096 | 2026-11-17 00:16 | 1501001119 | FILTER, 24 X 24 X 2, PLEATED MDL 40 HI-CAP MERV 10 (24X24X2) | 1501001119 - FILTER, 24 X 24 X 2, PLEATED MDL 40 HI-CAP MERV 10 (24X24X2) |  |  |  | 4 |  | 0 | 0 | November | 2026
B0120 AHU-1 A | 001 | 000000002200 | 2026-11-17 00:18 | 1501002231 | FILTER, 30/30, DUAL 9, HIGH-CAPACITY, MERV 9, 12X24X2 | 1501002231 - FILTER, 30/30, DUAL 9, HIGH-CAPACITY, MERV 9, 12X24X2 |  |  |  | 6 |  | 0 | 0 | November | 2026
B0120 AHU-1 A | 001 | 000000002200 | 2026-11-17 00:18 | 1501002234 | FILTER, 30/30, DUAL 9, HIGH-CAPACITY, MERV 9, 24X24X2 | 1501002234 - FILTER, 30/30, DUAL 9, HIGH-CAPACITY, MERV 9, 24X24X2 |  |  |  | 24 |  | 0 | 0 | November | 2026
B0120 AHU-1 A | 001 | 000000002200 | 2026-11-17 00:18 | 1501002200 | FILTER, BAG, 12X24X12, HEIGHT X WIDTH X DEPTH, (HORIZONTAL CONFIGURATION), MERV14A, CAMFIL 10P, 405619F12 | 1501002200 - FILTER, BAG, 12X24X12, HEIGHT X WIDTH X DEPTH, (HORIZONTAL CONFIGURATION), MERV14A, CAMFIL 10P, 405619F12 |  |  |  | 6 |  | 78.19 | 469.14 | November | 2026
B0120 AHU-1 A | 001 | 000000002200 | 2026-11-17 00:18 | 1501002210 | FILTER, BAG, 24X24X12, MERV14A, CAMFIL 10P, 405619A12 | 1501002210 - FILTER, BAG, 24X24X12, MERV14A, CAMFIL 10P, 405619A12 |  |  |  | 24 |  | 0 | 0 | November | 2026
B0120 AHU-2 A | 001 | 000000002201 | 2026-11-17 00:18 | 1501002210 | FILTER, BAG, 24X24X12, MERV14A, CAMFIL 10P, 405619A12 | 1501002210 - FILTER, BAG, 24X24X12, MERV14A, CAMFIL 10P, 405619A12 |  |  |  | 16 |  | 0 | 0 | November | 2026
B0120 AHU-3 A | 001 | 000000002202 | 2026-11-17 00:18 | 1501002234 | FILTER, 30/30, DUAL 9, HIGH-CAPACITY, MERV 9, 24X24X2 | 1501002234 - FILTER, 30/30, DUAL 9, HIGH-CAPACITY, MERV 9, 24X24X2 |  |  |  | 12 |  | 0 | 0 | November | 2026
B0120 AHU-4 A | 001 | 000000002203 | 2026-11-17 00:18 | 1501002234 | FILTER, 30/30, DUAL 9, HIGH-CAPACITY, MERV 9, 24X24X2 | 1501002234 - FILTER, 30/30, DUAL 9, HIGH-CAPACITY, MERV 9, 24X24X2 |  |  |  | 24 |  | 0 | 0 | November | 2026
B0120 AHU-4 A | 001 | 000000002203 | 2026-11-17 00:18 | 1501002210 | FILTER, BAG, 24X24X12, MERV14A, CAMFIL 10P, 405619A12 | 1501002210 - FILTER, BAG, 24X24X12, MERV14A, CAMFIL 10P, 405619A12 |  |  |  | 24 |  | 0 | 0 | November | 2026
B0120 AHU-5 A | 001 | 000000002204 | 2026-11-17 00:18 | 1501002202 | FILTER, BAG, 24X12X12, HEIGHT X WIDTH X DEPTH, (VERTICAL CONFIGURATION), MERV14A, CAMFIL 5P, 405619C12 | 1501002202 - FILTER, BAG, 24X12X12, HEIGHT X WIDTH X DEPTH, (VERTICAL CONFIGURATION), MERV14A, CAMFIL 5P, 405619C12 |  |  |  | 3 |  | 0 | 0 | November | 2026
B0120 AHU-5 A | 001 | 000000002204 | 2026-11-17 00:18 | 1501002210 | FILTER, BAG, 24X24X12, MERV14A, CAMFIL 10P, 405619A12 | 1501002210 - FILTER, BAG, 24X24X12, MERV14A, CAMFIL 10P, 405619A12 |  |  |  | 6 |  | 0 | 0 | November | 2026
0051 FLT BW | 001 | 005102100000 | 2026-11-18 00:06 | 1501001121 | FILTER, 20 X 20 X 2, PLEATED MDL 40 STANDARD MERV 10 (20X20X2) | 1501001121 - FILTER, 20 X 20 X 2, PLEATED MDL 40 STANDARD MERV 10 (20X20X2) |  |  |  | 2 |  | 0 | 0 | November | 2026
0051 FLT BW | 001 | 005102120000 | 2026-11-18 00:06 | 1501001121 | FILTER, 20 X 20 X 2, PLEATED MDL 40 STANDARD MERV 10 (20X20X2) | 1501001121 - FILTER, 20 X 20 X 2, PLEATED MDL 40 STANDARD MERV 10 (20X20X2) |  |  |  | 2 |  | 0 | 0 | November | 2026
0051 FLT BW | 001 | 005102160000 | 2026-11-18 00:06 | 1501001121 | FILTER, 20 X 20 X 2, PLEATED MDL 40 STANDARD MERV 10 (20X20X2) | 1501001121 - FILTER, 20 X 20 X 2, PLEATED MDL 40 STANDARD MERV 10 (20X20X2) |  |  |  | 2 |  | 0 | 0 | November | 2026
0051 FLT BW | 001 | 005102200000 | 2026-11-18 00:06 | 1501001121 | FILTER, 20 X 20 X 2, PLEATED MDL 40 STANDARD MERV 10 (20X20X2) | 1501001121 - FILTER, 20 X 20 X 2, PLEATED MDL 40 STANDARD MERV 10 (20X20X2) |  |  |  | 3 |  | 0 | 0 | November | 2026
B0098 AHU-5 A | 001 | 000000003004 | 2026-11-18 00:16 | 1501002234 | FILTER, 30/30, DUAL 9, HIGH-CAPACITY, MERV 9, 24X24X2 | 1501002234 - FILTER, 30/30, DUAL 9, HIGH-CAPACITY, MERV 9, 24X24X2 |  |  |  | 1 |  | 0 | 0 | November | 2026
B0098 AHU-6 A | 001 | 000000003005 | 2026-11-18 00:16 | 1501001348 | BELT, #AX-34, AX34 (COG TYPE) | 1501001348 - BELT, #AX-34, AX34 (COG TYPE) |  |  |  | 1 |  | 0 | 0 | November | 2026
B0098 AHU-6 A | 001 | 000000003005 | 2026-11-18 00:16 | 1501002108 | BELT, #BX-57, BX57 (COG TYPE) | 1501002108 - BELT, #BX-57, BX57 (COG TYPE) |  |  |  | 1 |  | 15.1988 | 15.1988 | November | 2026
B0098 AHU-6 A | 001 | 000000003005 | 2026-11-18 00:16 | 1501002234 | FILTER, 30/30, DUAL 9, HIGH-CAPACITY, MERV 9, 24X24X2 | 1501002234 - FILTER, 30/30, DUAL 9, HIGH-CAPACITY, MERV 9, 24X24X2 |  |  |  | 2 |  | 0 | 0 | November | 2026
B0098 AHU-6 A | 001 | 000000003005 | 2026-11-18 00:16 | 1501001178 | FILTER, MERV 13, 24 X 24 X 4, PLEATED MDL 40 HI-CAP (24X24X4) | 1501001178 - FILTER, MERV 13, 24 X 24 X 4, PLEATED MDL 40 HI-CAP (24X24X4) |  |  |  | 2 |  | 0 | 0 | November | 2026
B0098 AHU-7 A | 001 | 000000003006 | 2026-11-18 00:16 | 1501001364 | BELT, #AX-60, AX60 (COG TYPE) | 1501001364 - BELT, #AX-60, AX60 (COG TYPE) |  |  |  | 1 |  | 11.1701 | 11.1701 | November | 2026
B0098 AHU-7 A | 001 | 000000003006 | 2026-11-18 00:16 | 1501002234 | FILTER, 30/30, DUAL 9, HIGH-CAPACITY, MERV 9, 24X24X2 | 1501002234 - FILTER, 30/30, DUAL 9, HIGH-CAPACITY, MERV 9, 24X24X2 |  |  |  | 4 |  | 0 | 0 | November | 2026
B0098 AHU-7 A | 001 | 000000003006 | 2026-11-18 00:16 | 1501002231 | FILTER, 30/30, DUAL 9, HIGH-CAPACITY, MERV 9, 12X24X2 | 1501002231 - FILTER, 30/30, DUAL 9, HIGH-CAPACITY, MERV 9, 12X24X2 |  |  |  | 2 |  | 0 | 0 | November | 2026
B0098 AHU-7 A | 001 | 000000003006 | 2026-11-18 00:16 | 1501001178 | FILTER, MERV 13, 24 X 24 X 4, PLEATED MDL 40 HI-CAP (24X24X4) | 1501001178 - FILTER, MERV 13, 24 X 24 X 4, PLEATED MDL 40 HI-CAP (24X24X4) |  |  |  | 6 |  | 0 | 0 | November | 2026
B0139 ERU1 Q | 001 | 000000330012 | 2026-11-18 00:19 | 1501002234 | FILTER, 30/30, DUAL 9, HIGH-CAPACITY, MERV 9, 24X24X2 | 1501002234 - FILTER, 30/30, DUAL 9, HIGH-CAPACITY, MERV 9, 24X24X2 |  |  |  | 3 |  | 0 | 0 | November | 2026
B0139 AHU1 Q | 001 | 000000330017 | 2026-11-22 00:19 | 1501001175 | FILTER, MERV 13, 16 X 25 X 4, PLEATED MDL 40 HI-CAP (16X25X4) | 1501001175 - FILTER, MERV 13, 16 X 25 X 4, PLEATED MDL 40 HI-CAP (16X25X4) |  |  |  | 4 |  | 0 | 0 | November | 2026
B0139 AHU1 Q | 001 | 000000330017 | 2026-11-22 00:19 | 1501001179 | FILTER, MERV 13, 20 X 25 X 4, PLEATED MDL 40 HI-CAP (20X25X4) | 1501001179 - FILTER, MERV 13, 20 X 25 X 4, PLEATED MDL 40 HI-CAP (20X25X4) |  |  |  | 3 |  | 0 | 0 | November | 2026
B0140 ERU-1 M1 | 001 | 000000124022 | 2026-11-25 00:19 | 1501001910 | FILTER, 20 X 25 X 2, PLEATED MDL 40 HI-CAP MERV 10 (20X25X2) | 1501001910 - FILTER, 20 X 25 X 2, PLEATED MDL 40 HI-CAP MERV 10 (20X25X2) |  |  |  | 4 |  | 0 | 0 | November | 2026
B0140 ERU-2 M1 | 001 | 000000124038 | 2026-11-25 00:19 | 1501001910 | FILTER, 20 X 25 X 2, PLEATED MDL 40 HI-CAP MERV 10 (20X25X2) | 1501001910 - FILTER, 20 X 25 X 2, PLEATED MDL 40 HI-CAP MERV 10 (20X25X2) |  |  |  | 4 |  | 0 | 0 | November | 2026
B0140 ERU-3 SA | 001 | 000000124054 | 2026-11-25 00:19 | 1501001167 | FILTER, 12 X 20 X 2, PLEATED MDL 40 HI-CAP MERV 10 (12X20X2) | 1501001167 - FILTER, 12 X 20 X 2, PLEATED MDL 40 HI-CAP MERV 10 (12X20X2) |  |  |  | 2 |  | 3.92 | 7.84 | November | 2026
B0140 ERU-3 SA | 001 | 000000124054 | 2026-11-25 00:19 | 1501001910 | FILTER, 20 X 25 X 2, PLEATED MDL 40 HI-CAP MERV 10 (20X25X2) | 1501001910 - FILTER, 20 X 25 X 2, PLEATED MDL 40 HI-CAP MERV 10 (20X25X2) |  |  |  | 2 |  | 0 | 0 | November | 2026
0022-AHU-1 Q-1 | 001 | 000007091894 | 2026-12-01 00:05 | 1501001617 | FILTER, 20 X 24 X 1, PLEATED MDL 40 HI-CAP MERV 10 (20X24X1) | 1501001617 - FILTER, 20 X 24 X 1, PLEATED MDL 40 HI-CAP MERV 10 (20X24X1) |  |  |  | 1 |  | 7.5693 | 7.5693 | December | 2026
B0040 AHU2-5 A | 001 | 000000028387 | 2026-12-01 00:12 | 1501003031 | FILTER, 20 X 25 X 4, MERV 14, (20X25X4) | 1501003031 - FILTER, 20 X 25 X 4, MERV 14, (20X25X4) |  |  |  | 4 |  | 0 | 0 | December | 2026
B0040 AHU3-2 A | 001 | 000000028391 | 2026-12-01 00:12 | 1501001175 | FILTER, MERV 13, 16 X 25 X 4, PLEATED MDL 40 HI-CAP (16X25X4) | 1501001175 - FILTER, MERV 13, 16 X 25 X 4, PLEATED MDL 40 HI-CAP (16X25X4) |  |  |  | 4 |  | 0 | 0 | December | 2026
B0040 AHU3-2 A | 001 | 000000028391 | 2026-12-01 00:12 | 1501001207 | FILTER, MERV 13, 16 X 20 X 4, PLEATED MDL 40 HI-CAP (16X20X4) | 1501001207 - FILTER, MERV 13, 16 X 20 X 4, PLEATED MDL 40 HI-CAP (16X20X4) |  |  |  | 8 |  | 0 | 0 | December | 2026
B0040 AHU3-3 A | 001 | 000000028390 | 2026-12-01 00:12 | 1501001175 | FILTER, MERV 13, 16 X 25 X 4, PLEATED MDL 40 HI-CAP (16X25X4) | 1501001175 - FILTER, MERV 13, 16 X 25 X 4, PLEATED MDL 40 HI-CAP (16X25X4) |  |  |  | 4 |  | 0 | 0 | December | 2026
B0040 AHU3-3 A | 001 | 000000028390 | 2026-12-01 00:12 | 1501001207 | FILTER, MERV 13, 16 X 20 X 4, PLEATED MDL 40 HI-CAP (16X20X4) | 1501001207 - FILTER, MERV 13, 16 X 20 X 4, PLEATED MDL 40 HI-CAP (16X20X4) |  |  |  | 8 |  | 0 | 0 | December | 2026
B0040 AHU3-3 A | 001 | 000000028390 | 2026-12-01 00:12 | 1501001484 | BELT, #BX-43, BX43 (COG TYPE) | 1501001484 - BELT, #BX-43, BX43 (COG TYPE) |  |  |  | 1 |  | 10.608 | 10.608 | December | 2026
B0040 AHU3-4 A | 001 | 000000028394 | 2026-12-01 00:12 | 1501003031 | FILTER, 20 X 25 X 4, MERV 14, (20X25X4) | 1501003031 - FILTER, 20 X 25 X 4, MERV 14, (20X25X4) |  |  |  | 4 |  | 0 | 0 | December | 2026
B0040 AHU3-4 A | 001 | 000000028394 | 2026-12-01 00:12 | 1501001380 | BELT, #AX-42, AX42 (COG TYPE) | 1501001380 - BELT, #AX-42, AX42 (COG TYPE) |  |  |  | 1 |  | 0 | 0 | December | 2026
B0051 EF-28 | 001 | 000090002555 | 2026-12-01 00:13 | 1501001884 | FILTER, 10X18X1, PLEATED MDL 40 HI-CAP MERV 10 (10 X 18 X 1) | 1501001884 - FILTER, 10X18X1, PLEATED MDL 40 HI-CAP MERV 10 (10 X 18 X 1) |  |  |  | 6 |  | 0 | 0 | December | 2026
0045 FTU Q-6 | 001 | 000000031044 | 2026-12-02 00:06 | 1501001250 | FILTER, 14 X 24 X 1, PLEATED MDL 40 HI-CAP MERV 10 (14X24X1) | 1501001250 - FILTER, 14 X 24 X 1, PLEATED MDL 40 HI-CAP MERV 10 (14X24X1) |  |  |  | 1 |  | 0 | 0 | December | 2026
0045 FTU Q-6 | 001 | 000000031046 | 2026-12-02 00:06 | 1501001250 | FILTER, 14 X 24 X 1, PLEATED MDL 40 HI-CAP MERV 10 (14X24X1) | 1501001250 - FILTER, 14 X 24 X 1, PLEATED MDL 40 HI-CAP MERV 10 (14X24X1) |  |  |  | 1 |  | 0 | 0 | December | 2026
0045 FTU Q-6 | 001 | 000090002575 | 2026-12-02 00:06 | 1501001250 | FILTER, 14 X 24 X 1, PLEATED MDL 40 HI-CAP MERV 10 (14X24X1) | 1501001250 - FILTER, 14 X 24 X 1, PLEATED MDL 40 HI-CAP MERV 10 (14X24X1) |  |  |  | 1 |  | 0 | 0 | December | 2026
0045 FTU Q-6 | 001 | 000000031045 | 2026-12-02 00:06 | 1501001883 | FILTER, 17 X 30 X 1, PLEATED MDL 40 HI-CAP MERV 10 (17X30X1) | 1501001883 - FILTER, 17 X 30 X 1, PLEATED MDL 40 HI-CAP MERV 10 (17X30X1) |  |  |  | 1 |  | 0 | 0 | December | 2026
0045 FTU Q-6 | 001 | 000090002581 | 2026-12-02 00:06 | 1501001250 | FILTER, 14 X 24 X 1, PLEATED MDL 40 HI-CAP MERV 10 (14X24X1) | 1501001250 - FILTER, 14 X 24 X 1, PLEATED MDL 40 HI-CAP MERV 10 (14X24X1) |  |  |  | 1 |  | 0 | 0 | December | 2026
0045 FTU Q-6 | 001 | 000090002582 | 2026-12-02 00:06 | 1501001250 | FILTER, 14 X 24 X 1, PLEATED MDL 40 HI-CAP MERV 10 (14X24X1) | 1501001250 - FILTER, 14 X 24 X 1, PLEATED MDL 40 HI-CAP MERV 10 (14X24X1) |  |  |  | 1 |  | 0 | 0 | December | 2026
0045 FTU Q-6 | 001 | 000090002579 | 2026-12-02 00:06 | 1501001883 | FILTER, 17 X 30 X 1, PLEATED MDL 40 HI-CAP MERV 10 (17X30X1) | 1501001883 - FILTER, 17 X 30 X 1, PLEATED MDL 40 HI-CAP MERV 10 (17X30X1) |  |  |  | 1 |  | 0 | 0 | December | 2026
0051 FLT BW | 001 | 005102100000 | 2026-12-02 00:06 | 1501001121 | FILTER, 20 X 20 X 2, PLEATED MDL 40 STANDARD MERV 10 (20X20X2) | 1501001121 - FILTER, 20 X 20 X 2, PLEATED MDL 40 STANDARD MERV 10 (20X20X2) |  |  |  | 2 |  | 0 | 0 | December | 2026
0051 FLT BW | 001 | 005102120000 | 2026-12-02 00:06 | 1501001121 | FILTER, 20 X 20 X 2, PLEATED MDL 40 STANDARD MERV 10 (20X20X2) | 1501001121 - FILTER, 20 X 20 X 2, PLEATED MDL 40 STANDARD MERV 10 (20X20X2) |  |  |  | 2 |  | 0 | 0 | December | 2026
0051 FLT BW | 001 | 005102160000 | 2026-12-02 00:06 | 1501001121 | FILTER, 20 X 20 X 2, PLEATED MDL 40 STANDARD MERV 10 (20X20X2) | 1501001121 - FILTER, 20 X 20 X 2, PLEATED MDL 40 STANDARD MERV 10 (20X20X2) |  |  |  | 2 |  | 0 | 0 | December | 2026
0051 FLT BW | 001 | 005102200000 | 2026-12-02 00:06 | 1501001121 | FILTER, 20 X 20 X 2, PLEATED MDL 40 STANDARD MERV 10 (20X20X2) | 1501001121 - FILTER, 20 X 20 X 2, PLEATED MDL 40 STANDARD MERV 10 (20X20X2) |  |  |  | 3 |  | 0 | 0 | December | 2026
B0040 AHU3-5 A | 001 | 000000028395 | 2026-12-02 00:12 | 1501003031 | FILTER, 20 X 25 X 4, MERV 14, (20X25X4) | 1501003031 - FILTER, 20 X 25 X 4, MERV 14, (20X25X4) |  |  |  | 4 |  | 0 | 0 | December | 2026
B0040 AHU3-5 A | 001 | 000000028395 | 2026-12-02 00:12 | 1501001380 | BELT, #AX-42, AX42 (COG TYPE) | 1501001380 - BELT, #AX-42, AX42 (COG TYPE) |  |  |  | 1 |  | 0 | 0 | December | 2026
B0040 AHU4-1 A | 001 | 000000028272 | 2026-12-02 00:12 | 1501001483 | BELT, #BX-44, BX44 (COG TYPE) | 1501001483 - BELT, #BX-44, BX44 (COG TYPE) |  |  |  | 2 |  | 0 | 0 | December | 2026
B0040 AHU4-1 A | 001 | 000000028272 | 2026-12-02 00:12 | 1501002234 | FILTER, 30/30, DUAL 9, HIGH-CAPACITY, MERV 9, 24X24X2 | 1501002234 - FILTER, 30/30, DUAL 9, HIGH-CAPACITY, MERV 9, 24X24X2 |  |  |  | 1 |  | 0 | 0 | December | 2026
B0040 AHU4-1 A | 001 | 000000028272 | 2026-12-02 00:12 | 1501002233 | FILTER, 30/30, DUAL 9, HIGH-CAPACITY, MERV 9, 20X24X2 | 1501002233 - FILTER, 30/30, DUAL 9, HIGH-CAPACITY, MERV 9, 20X24X2 |  |  |  | 1 |  | 0 | 0 | December | 2026
B0040 AHU4-1 A | 001 | 000000028272 | 2026-12-02 00:12 | 1501003026 | FILTER, 20 X 24 X 4, MERV 14, (20X24X4) (TRANE PART #FLR07856) | 1501003026 - FILTER, 20 X 24 X 4, MERV 14, (20X24X4) (TRANE PART #FLR07856) |  |  |  | 1 |  | 74.2956 | 74.2956 | December | 2026
B0040 AHU4-1 A | 001 | 000000028272 | 2026-12-02 00:12 | 1501003032 | FILTER, 24 X 24 X 4, MERV 14, (24X24X4) | 1501003032 - FILTER, 24 X 24 X 4, MERV 14, (24X24X4) |  |  |  | 1 |  | 57.3661 | 57.3661 | December | 2026
B0040 AHU4-2 A | 001 | 000000028399 | 2026-12-02 00:12 | 1501001207 | FILTER, MERV 13, 16 X 20 X 4, PLEATED MDL 40 HI-CAP (16X20X4) | 1501001207 - FILTER, MERV 13, 16 X 20 X 4, PLEATED MDL 40 HI-CAP (16X20X4) |  |  |  | 8 |  | 0 | 0 | December | 2026
B0040 AHU4-2 A | 001 | 000000028399 | 2026-12-02 00:12 | 1501001175 | FILTER, MERV 13, 16 X 25 X 4, PLEATED MDL 40 HI-CAP (16X25X4) | 1501001175 - FILTER, MERV 13, 16 X 25 X 4, PLEATED MDL 40 HI-CAP (16X25X4) |  |  |  | 4 |  | 0 | 0 | December | 2026
B0040 AHU4-4 A | 001 | 000000028402 | 2026-12-02 00:12 | 1501003031 | FILTER, 20 X 25 X 4, MERV 14, (20X25X4) | 1501003031 - FILTER, 20 X 25 X 4, MERV 14, (20X25X4) |  |  |  | 4 |  | 0 | 0 | December | 2026
B0120 FCU Q.2 | 001 | 000000002452 | 2026-12-02 00:18 | 1501001123 | FILTER, 16 X 20 X 2, PLEATED MDL 40 HI-CAP MERV 10 (16X20X2) | 1501001123 - FILTER, 16 X 20 X 2, PLEATED MDL 40 HI-CAP MERV 10 (16X20X2) |  |  |  | 2 |  | 0 | 0 | December | 2026
B0120 FCU Q.2 | 001 | 000000002453 | 2026-12-02 00:18 | 1501001123 | FILTER, 16 X 20 X 2, PLEATED MDL 40 HI-CAP MERV 10 (16X20X2) | 1501001123 - FILTER, 16 X 20 X 2, PLEATED MDL 40 HI-CAP MERV 10 (16X20X2) |  |  |  | 2 |  | 0 | 0 | December | 2026
B0120 FCU Q.2 | 001 | 000000002454 | 2026-12-02 00:18 | 1501001123 | FILTER, 16 X 20 X 2, PLEATED MDL 40 HI-CAP MERV 10 (16X20X2) | 1501001123 - FILTER, 16 X 20 X 2, PLEATED MDL 40 HI-CAP MERV 10 (16X20X2) |  |  |  | 2 |  | 0 | 0 | December | 2026
B0120 FCU Q.2 | 001 | 000000002455 | 2026-12-02 00:18 | 1501001094 | FILTER, 20 X 24 X 2, PLEATED MDL 40 HI-CAP MERV 10 (20X24X2, 24X20X2, 24 X 20 X 2)) | 1501001094 - FILTER, 20 X 24 X 2, PLEATED MDL 40 HI-CAP MERV 10 (20X24X2, 24X20X2, 24 X 20 X 2)) |  |  |  | 2 |  | 0 | 0 | December | 2026
B0120 FCU Q.2 | 001 | 000000002456 | 2026-12-02 00:18 | 1501001094 | FILTER, 20 X 24 X 2, PLEATED MDL 40 HI-CAP MERV 10 (20X24X2, 24X20X2, 24 X 20 X 2)) | 1501001094 - FILTER, 20 X 24 X 2, PLEATED MDL 40 HI-CAP MERV 10 (20X24X2, 24X20X2, 24 X 20 X 2)) |  |  |  | 2 |  | 0 | 0 | December | 2026
B0120 FCU Q.2 | 001 | 000000002457 | 2026-12-02 00:18 | 1501001123 | FILTER, 16 X 20 X 2, PLEATED MDL 40 HI-CAP MERV 10 (16X20X2) | 1501001123 - FILTER, 16 X 20 X 2, PLEATED MDL 40 HI-CAP MERV 10 (16X20X2) |  |  |  | 2 |  | 0 | 0 | December | 2026
B0120 FCU Q.2 | 001 | 000000002459 | 2026-12-02 00:18 | 1501001123 | FILTER, 16 X 20 X 2, PLEATED MDL 40 HI-CAP MERV 10 (16X20X2) | 1501001123 - FILTER, 16 X 20 X 2, PLEATED MDL 40 HI-CAP MERV 10 (16X20X2) |  |  |  | 2 |  | 0 | 0 | December | 2026
B0120 FCU Q.2 | 001 | 000000002460 | 2026-12-02 00:18 | 1501001123 | FILTER, 16 X 20 X 2, PLEATED MDL 40 HI-CAP MERV 10 (16X20X2) | 1501001123 - FILTER, 16 X 20 X 2, PLEATED MDL 40 HI-CAP MERV 10 (16X20X2) |  |  |  | 2 |  | 0 | 0 | December | 2026
B0120 FCU Q.2 | 001 | 000000002448 | 2026-12-02 00:18 | 1501001910 | FILTER, 20 X 25 X 2, PLEATED MDL 40 HI-CAP MERV 10 (20X25X2) | 1501001910 - FILTER, 20 X 25 X 2, PLEATED MDL 40 HI-CAP MERV 10 (20X25X2) |  |  |  | 1 |  | 0 | 0 | December | 2026
B0120 FCU Q.2 | 001 | 000000003399 | 2026-12-02 00:18 | 1501001123 | FILTER, 16 X 20 X 2, PLEATED MDL 40 HI-CAP MERV 10 (16X20X2) | 1501001123 - FILTER, 16 X 20 X 2, PLEATED MDL 40 HI-CAP MERV 10 (16X20X2) |  |  |  | 2 |  | 0 | 0 | December | 2026
B0120 FCU Q.2 | 001 | 000000002448 | 2026-12-02 00:18 | 1501001121 | FILTER, 20 X 20 X 2, PLEATED MDL 40 STANDARD MERV 10 (20X20X2) | 1501001121 - FILTER, 20 X 20 X 2, PLEATED MDL 40 STANDARD MERV 10 (20X20X2) |  |  |  | 1 |  | 0 | 0 | December | 2026
0045 FTU Q-5 | 001 | 000000031024 | 2026-12-06 00:06 | 1501001250 | FILTER, 14 X 24 X 1, PLEATED MDL 40 HI-CAP MERV 10 (14X24X1) | 1501001250 - FILTER, 14 X 24 X 1, PLEATED MDL 40 HI-CAP MERV 10 (14X24X1) |  |  |  | 1 |  | 0 | 0 | December | 2026
0045 FTU Q-5 | 001 | 000000031026 | 2026-12-06 00:06 | 1501001250 | FILTER, 14 X 24 X 1, PLEATED MDL 40 HI-CAP MERV 10 (14X24X1) | 1501001250 - FILTER, 14 X 24 X 1, PLEATED MDL 40 HI-CAP MERV 10 (14X24X1) |  |  |  | 1 |  | 0 | 0 | December | 2026
0045 FTU Q-5 | 001 | 000000031028 | 2026-12-06 00:06 | 1501001250 | FILTER, 14 X 24 X 1, PLEATED MDL 40 HI-CAP MERV 10 (14X24X1) | 1501001250 - FILTER, 14 X 24 X 1, PLEATED MDL 40 HI-CAP MERV 10 (14X24X1) |  |  |  | 1 |  | 0 | 0 | December | 2026
0045 FTU Q-5 | 001 | 000000031032 | 2026-12-06 00:06 | 1501001250 | FILTER, 14 X 24 X 1, PLEATED MDL 40 HI-CAP MERV 10 (14X24X1) | 1501001250 - FILTER, 14 X 24 X 1, PLEATED MDL 40 HI-CAP MERV 10 (14X24X1) |  |  |  | 1 |  | 0 | 0 | December | 2026
0045 FTU Q-5 | 001 | 000000031033 | 2026-12-06 00:06 | 1501001250 | FILTER, 14 X 24 X 1, PLEATED MDL 40 HI-CAP MERV 10 (14X24X1) | 1501001250 - FILTER, 14 X 24 X 1, PLEATED MDL 40 HI-CAP MERV 10 (14X24X1) |  |  |  | 1 |  | 0 | 0 | December | 2026
0045 FTU Q-5 | 001 | 000000031043 | 2026-12-06 00:06 | 1501001883 | FILTER, 17 X 30 X 1, PLEATED MDL 40 HI-CAP MERV 10 (17X30X1) | 1501001883 - FILTER, 17 X 30 X 1, PLEATED MDL 40 HI-CAP MERV 10 (17X30X1) |  |  |  | 1 |  | 0 | 0 | December | 2026
B0040 AHU1-2 A | 001 | 000000028377 | 2026-12-06 00:12 | 1501003031 | FILTER, 20 X 25 X 4, MERV 14, (20X25X4) | 1501003031 - FILTER, 20 X 25 X 4, MERV 14, (20X25X4) |  |  |  | 4 |  | 0 | 0 | December | 2026
B0040 AHU1-2 A | 001 | 000000028377 | 2026-12-06 00:12 | 1501002250 | FILTER, 30/30, DUAL 9, HIGH-CAPACITY, MERV 9, 16X20X4 | 1501002250 - FILTER, 30/30, DUAL 9, HIGH-CAPACITY, MERV 9, 16X20X4 |  |  |  | 2 |  | 0 | 0 | December | 2026
B0040 AHU1-3 A | 001 | 000000028376 | 2026-12-06 00:12 | 1501001175 | FILTER, MERV 13, 16 X 25 X 4, PLEATED MDL 40 HI-CAP (16X25X4) | 1501001175 - FILTER, MERV 13, 16 X 25 X 4, PLEATED MDL 40 HI-CAP (16X25X4) |  |  |  | 12 |  | 0 | 0 | December | 2026
B0040 AHU1-3 S | 001 | 000000028376 | 2026-12-06 00:12 | 1501001175 | FILTER, MERV 13, 16 X 25 X 4, PLEATED MDL 40 HI-CAP (16X25X4) | 1501001175 - FILTER, MERV 13, 16 X 25 X 4, PLEATED MDL 40 HI-CAP (16X25X4) |  |  |  | 12 |  | 0 | 0 | December | 2026
B0040 AHU4-5 A | 001 | 000000028403 | 2026-12-06 00:12 | 1501003031 | FILTER, 20 X 25 X 4, MERV 14, (20X25X4) | 1501003031 - FILTER, 20 X 25 X 4, MERV 14, (20X25X4) |  |  |  | 4 |  | 0 | 0 | December | 2026
B0040 AHU4-5 A | 001 | 000000028403 | 2026-12-06 00:12 | 1501001380 | BELT, #AX-42, AX42 (COG TYPE) | 1501001380 - BELT, #AX-42, AX42 (COG TYPE) |  |  |  | 1 |  | 0 | 0 | December | 2026
B0040 AHU40 A | 001 | 000000028368 | 2026-12-06 00:12 | 1501001385 | BELT, #AX-51, AX51 (COG TYPE) | 1501001385 - BELT, #AX-51, AX51 (COG TYPE) |  |  |  | 1 |  | 7 | 7 | December | 2026
B0040 AHU40 A | 001 | 000000028368 | 2026-12-06 00:12 | 1501002234 | FILTER, 30/30, DUAL 9, HIGH-CAPACITY, MERV 9, 24X24X2 | 1501002234 - FILTER, 30/30, DUAL 9, HIGH-CAPACITY, MERV 9, 24X24X2 |  |  |  | 2 |  | 0 | 0 | December | 2026
B0040 AHU40 A | 001 | 000000028368 | 2026-12-06 00:12 | 1501003032 | FILTER, 24 X 24 X 4, MERV 14, (24X24X4) | 1501003032 - FILTER, 24 X 24 X 4, MERV 14, (24X24X4) |  |  |  | 2 |  | 57.3661 | 114.7322 | December | 2026
B0071-AHU-Q | 001 | 0071-H-AHU-3 | 2026-12-06 00:14 | 1501001159 | FILTER, 16X20X1 (ACTUAL SIZE) **SPECIAL FILTER FOR B0016C** DAHU-1, MERV 10 | 1501001159 - FILTER, 16X20X1 (ACTUAL SIZE) **SPECIAL FILTER FOR B0016C** DAHU-1, MERV 10 |  |  |  | 1 |  | 0 | 0 | December | 2026
B0040 AHU-2 A | 001 | 000000028280 | 2026-12-07 00:12 | 1501001461 | BELT, #BX-51, BX51 (COG TYPE) | 1501001461 - BELT, #BX-51, BX51 (COG TYPE) |  |  |  | 1 |  | 12.0633 | 12.0633 | December | 2026
B0040 AHU-2 A | 001 | 000000028280 | 2026-12-07 00:12 | 1501002206 | FILTER, BAG, 20X24X12, HEIGHT X WIDTH X DEPTH, (HORIZONTAL CONFIGURATION), MERV14A, CAMFIL 10P, 405619E12 (REPLACES 1501003005) | 1501002206 - FILTER, BAG, 20X24X12, HEIGHT X WIDTH X DEPTH, (HORIZONTAL CONFIGURATION), MERV14A, CAMFIL 10P, 405619E12 (REPLACES 1501003005) |  |  |  | 3 |  | 0 | 0 | December | 2026
B0040 AHU-2 A | 001 | 000000028280 | 2026-12-07 00:12 | 1501002200 | FILTER, BAG, 12X24X12, HEIGHT X WIDTH X DEPTH, (HORIZONTAL CONFIGURATION), MERV14A, CAMFIL 10P, 405619F12 | 1501002200 - FILTER, BAG, 12X24X12, HEIGHT X WIDTH X DEPTH, (HORIZONTAL CONFIGURATION), MERV14A, CAMFIL 10P, 405619F12 |  |  |  | 3 |  | 78.19 | 234.57 | December | 2026
B0040 AHU1-4 A | 001 | 000000028380 | 2026-12-07 00:12 | 1501001207 | FILTER, MERV 13, 16 X 20 X 4, PLEATED MDL 40 HI-CAP (16X20X4) | 1501001207 - FILTER, MERV 13, 16 X 20 X 4, PLEATED MDL 40 HI-CAP (16X20X4) |  |  |  | 4 |  | 0 | 0 | December | 2026
B0040 AHU2-3 A | 001 | 000000028382 | 2026-12-07 00:12 | 1501001175 | FILTER, MERV 13, 16 X 25 X 4, PLEATED MDL 40 HI-CAP (16X25X4) | 1501001175 - FILTER, MERV 13, 16 X 25 X 4, PLEATED MDL 40 HI-CAP (16X25X4) |  |  |  | 4 |  | 0 | 0 | December | 2026
B0040 AHU2-3 A | 001 | 000000028382 | 2026-12-07 00:12 | 1501001207 | FILTER, MERV 13, 16 X 20 X 4, PLEATED MDL 40 HI-CAP (16X20X4) | 1501001207 - FILTER, MERV 13, 16 X 20 X 4, PLEATED MDL 40 HI-CAP (16X20X4) |  |  |  | 8 |  | 0 | 0 | December | 2026
B0040 AHU2-4 A | 001 | 000000028386 | 2026-12-07 00:12 | 1501003031 | FILTER, 20 X 25 X 4, MERV 14, (20X25X4) | 1501003031 - FILTER, 20 X 25 X 4, MERV 14, (20X25X4) |  |  |  | 4 |  | 0 | 0 | December | 2026
B0051 AHU11 M | 001 | 000000034012 | 2026-12-07 00:13 | 1501001175 | FILTER, MERV 13, 16 X 25 X 4, PLEATED MDL 40 HI-CAP (16X25X4) | 1501001175 - FILTER, MERV 13, 16 X 25 X 4, PLEATED MDL 40 HI-CAP (16X25X4) |  |  |  | 2 |  | 0 | 0 | December | 2026
B0051 AHU11 M | 001 | 000000034012 | 2026-12-07 00:13 | 1501001207 | FILTER, MERV 13, 16 X 20 X 4, PLEATED MDL 40 HI-CAP (16X20X4) | 1501001207 - FILTER, MERV 13, 16 X 20 X 4, PLEATED MDL 40 HI-CAP (16X20X4) |  |  |  | 4 |  | 0 | 0 | December | 2026
0045 FTU Q-3 | 001 | 000000031195 | 2026-12-08 00:06 | 1501001250 | FILTER, 14 X 24 X 1, PLEATED MDL 40 HI-CAP MERV 10 (14X24X1) | 1501001250 - FILTER, 14 X 24 X 1, PLEATED MDL 40 HI-CAP MERV 10 (14X24X1) |  |  |  | 1 |  | 0 | 0 | December | 2026
0045 FTU Q-3 | 001 | 000000031196 | 2026-12-08 00:06 | 1501001250 | FILTER, 14 X 24 X 1, PLEATED MDL 40 HI-CAP MERV 10 (14X24X1) | 1501001250 - FILTER, 14 X 24 X 1, PLEATED MDL 40 HI-CAP MERV 10 (14X24X1) |  |  |  | 1 |  | 0 | 0 | December | 2026
0045 FTU Q-3 | 001 | 000000031197 | 2026-12-08 00:06 | 1501001250 | FILTER, 14 X 24 X 1, PLEATED MDL 40 HI-CAP MERV 10 (14X24X1) | 1501001250 - FILTER, 14 X 24 X 1, PLEATED MDL 40 HI-CAP MERV 10 (14X24X1) |  |  |  | 1 |  | 0 | 0 | December | 2026
0045 FTU Q-3 | 001 | 000000031138 | 2026-12-08 00:06 | 1501001250 | FILTER, 14 X 24 X 1, PLEATED MDL 40 HI-CAP MERV 10 (14X24X1) | 1501001250 - FILTER, 14 X 24 X 1, PLEATED MDL 40 HI-CAP MERV 10 (14X24X1) |  |  |  | 1 |  | 0 | 0 | December | 2026
0045 FTU Q-3 | 001 | 000000031139 | 2026-12-08 00:06 | 1501001250 | FILTER, 14 X 24 X 1, PLEATED MDL 40 HI-CAP MERV 10 (14X24X1) | 1501001250 - FILTER, 14 X 24 X 1, PLEATED MDL 40 HI-CAP MERV 10 (14X24X1) |  |  |  | 1 |  | 0 | 0 | December | 2026
0045 FTU Q-3 | 001 | 000000031141 | 2026-12-08 00:06 | 1501001250 | FILTER, 14 X 24 X 1, PLEATED MDL 40 HI-CAP MERV 10 (14X24X1) | 1501001250 - FILTER, 14 X 24 X 1, PLEATED MDL 40 HI-CAP MERV 10 (14X24X1) |  |  |  | 1 |  | 0 | 0 | December | 2026
0045 FTU Q-3 | 001 | 000000031142 | 2026-12-08 00:06 | 1501001250 | FILTER, 14 X 24 X 1, PLEATED MDL 40 HI-CAP MERV 10 (14X24X1) | 1501001250 - FILTER, 14 X 24 X 1, PLEATED MDL 40 HI-CAP MERV 10 (14X24X1) |  |  |  | 2 |  | 0 | 0 | December | 2026
B0045 AHU-4 Q | 001 | 000000031089 | 2026-12-08 00:13 | 1501001176 | FILTER, MERV 13, 20 X 20 X 4, PLEATED MDL 40 HI-CAP (20X20X4) | 1501001176 - FILTER, MERV 13, 20 X 20 X 4, PLEATED MDL 40 HI-CAP (20X20X4) |  |  |  | 8 |  | 20.58 | 164.64 | December | 2026
B0045 AHU-4 Q | 001 | 000000031089 | 2026-12-08 00:13 | 1501001175 | FILTER, MERV 13, 16 X 25 X 4, PLEATED MDL 40 HI-CAP (16X25X4) | 1501001175 - FILTER, MERV 13, 16 X 25 X 4, PLEATED MDL 40 HI-CAP (16X25X4) |  |  |  | 1 |  | 0 | 0 | December | 2026
B0045 AHU-4 Q | 001 | 000000031089 | 2026-12-08 00:13 | 1501001207 | FILTER, MERV 13, 16 X 20 X 4, PLEATED MDL 40 HI-CAP (16X20X4) | 1501001207 - FILTER, MERV 13, 16 X 20 X 4, PLEATED MDL 40 HI-CAP (16X20X4) |  |  |  | 4 |  | 0 | 0 | December | 2026
B0045 AHU-4 Q | 001 | 000000031089 | 2026-12-08 00:13 | 1501001179 | FILTER, MERV 13, 20 X 25 X 4, PLEATED MDL 40 HI-CAP (20X25X4) | 1501001179 - FILTER, MERV 13, 20 X 25 X 4, PLEATED MDL 40 HI-CAP (20X25X4) |  |  |  | 2 |  | 0 | 0 | December | 2026
B0045 AHU-5 Q | 001 | 000000031122 | 2026-12-08 00:13 | 1501001177 | FILTER, MERV 13, 20 X 24 X 4, PLEATED MDL 40 HI-CAP (20X24X4) | 1501001177 - FILTER, MERV 13, 20 X 24 X 4, PLEATED MDL 40 HI-CAP (20X24X4) |  |  |  | 8 |  | 21.1864 | 169.4912 | December | 2026
B0045 AHU-5 Q | 001 | 000000031122 | 2026-12-08 00:13 | 1501001207 | FILTER, MERV 13, 16 X 20 X 4, PLEATED MDL 40 HI-CAP (16X20X4) | 1501001207 - FILTER, MERV 13, 16 X 20 X 4, PLEATED MDL 40 HI-CAP (16X20X4) |  |  |  | 1 |  | 0 | 0 | December | 2026
B0045 AHU-5 Q | 001 | 000000031122 | 2026-12-08 00:13 | 1501001175 | FILTER, MERV 13, 16 X 25 X 4, PLEATED MDL 40 HI-CAP (16X25X4) | 1501001175 - FILTER, MERV 13, 16 X 25 X 4, PLEATED MDL 40 HI-CAP (16X25X4) |  |  |  | 3 |  | 0 | 0 | December | 2026
B0045 AHU-6 Q | 001 | 000000031163 | 2026-12-08 00:13 | 1501001175 | FILTER, MERV 13, 16 X 25 X 4, PLEATED MDL 40 HI-CAP (16X25X4) | 1501001175 - FILTER, MERV 13, 16 X 25 X 4, PLEATED MDL 40 HI-CAP (16X25X4) |  |  |  | 3 |  | 0 | 0 | December | 2026
B0045 AHU-6 Q | 001 | 000000031163 | 2026-12-08 00:13 | 1501001177 | FILTER, MERV 13, 20 X 24 X 4, PLEATED MDL 40 HI-CAP (20X24X4) | 1501001177 - FILTER, MERV 13, 20 X 24 X 4, PLEATED MDL 40 HI-CAP (20X24X4) |  |  |  | 8 |  | 21.1864 | 169.4912 | December | 2026
B0045 AHU-6 Q | 001 | 000000031163 | 2026-12-08 00:13 | 1501001207 | FILTER, MERV 13, 16 X 20 X 4, PLEATED MDL 40 HI-CAP (16X20X4) | 1501001207 - FILTER, MERV 13, 16 X 20 X 4, PLEATED MDL 40 HI-CAP (16X20X4) |  |  |  | 1 |  | 0 | 0 | December | 2026
0045 FTU Q-4 | 001 | 000000031021 | 2026-12-09 00:06 | 1501001250 | FILTER, 14 X 24 X 1, PLEATED MDL 40 HI-CAP MERV 10 (14X24X1) | 1501001250 - FILTER, 14 X 24 X 1, PLEATED MDL 40 HI-CAP MERV 10 (14X24X1) |  |  |  | 1 |  | 0 | 0 | December | 2026
0045 FTU Q-4 | 001 | 000000031022 | 2026-12-09 00:06 | 1501001250 | FILTER, 14 X 24 X 1, PLEATED MDL 40 HI-CAP MERV 10 (14X24X1) | 1501001250 - FILTER, 14 X 24 X 1, PLEATED MDL 40 HI-CAP MERV 10 (14X24X1) |  |  |  | 1 |  | 0 | 0 | December | 2026
0045 FTU Q-4 | 001 | 000000031023 | 2026-12-09 00:06 | 1501001250 | FILTER, 14 X 24 X 1, PLEATED MDL 40 HI-CAP MERV 10 (14X24X1) | 1501001250 - FILTER, 14 X 24 X 1, PLEATED MDL 40 HI-CAP MERV 10 (14X24X1) |  |  |  | 1 |  | 0 | 0 | December | 2026
0045 FTU Q-4 | 001 | 000000031144 | 2026-12-09 00:06 | 1501001250 | FILTER, 14 X 24 X 1, PLEATED MDL 40 HI-CAP MERV 10 (14X24X1) | 1501001250 - FILTER, 14 X 24 X 1, PLEATED MDL 40 HI-CAP MERV 10 (14X24X1) |  |  |  | 1 |  | 0 | 0 | December | 2026
0045 FTU Q-4 | 001 | 000000031145 | 2026-12-09 00:06 | 1501001250 | FILTER, 14 X 24 X 1, PLEATED MDL 40 HI-CAP MERV 10 (14X24X1) | 1501001250 - FILTER, 14 X 24 X 1, PLEATED MDL 40 HI-CAP MERV 10 (14X24X1) |  |  |  | 1 |  | 0 | 0 | December | 2026
0045 FTU Q-4 | 001 | 000000031147 | 2026-12-09 00:06 | 1501001250 | FILTER, 14 X 24 X 1, PLEATED MDL 40 HI-CAP MERV 10 (14X24X1) | 1501001250 - FILTER, 14 X 24 X 1, PLEATED MDL 40 HI-CAP MERV 10 (14X24X1) |  |  |  | 1 |  | 0 | 0 | December | 2026
0045 FTU Q-4 | 001 | 000000031148 | 2026-12-09 00:06 | 1501001250 | FILTER, 14 X 24 X 1, PLEATED MDL 40 HI-CAP MERV 10 (14X24X1) | 1501001250 - FILTER, 14 X 24 X 1, PLEATED MDL 40 HI-CAP MERV 10 (14X24X1) |  |  |  | 1 |  | 0 | 0 | December | 2026
B0089 AHU2 Q | 001 | 000000055001 | 2026-12-09 00:16 | 1501001135 | FILTER, 20 X 21 X 1, PLEATED MDL 40 HI-CAP MERV 10 (20X21X1) | 1501001135 - FILTER, 20 X 21 X 1, PLEATED MDL 40 HI-CAP MERV 10 (20X21X1) |  |  |  | 1 |  | 5.69 | 5.69 | December | 2026
B0123 AHU6 S | 001 | 000002000020 | 2026-12-09 00:18 | 1501003025 | FILTER, 20 X 20 X 4, MERV 14, (20X20X4) (TRANE PART #FLR07855) | 1501003025 - FILTER, 20 X 20 X 4, MERV 14, (20X20X4) (TRANE PART #FLR07855) |  |  |  | 6 |  | 0 | 0 | December | 2026
B0123 OAHU2 S | 001 | 000002000175 | 2026-12-09 00:18 | 1501002247 | FILTER, 30/30, DUAL 9, HIGH-CAPACITY, MERV 9, 24X24X4 | 1501002247 - FILTER, 30/30, DUAL 9, HIGH-CAPACITY, MERV 9, 24X24X4 |  |  |  | 5 |  | 0 | 0 | December | 2026
B0123 OAHU2 S | 001 | 000002000175 | 2026-12-09 00:18 | 1501002239 | FILTER, 30/30, DUAL 9, HIGH-CAPACITY, MERV 9, 12X24X4 | 1501002239 - FILTER, 30/30, DUAL 9, HIGH-CAPACITY, MERV 9, 12X24X4 |  |  |  | 3 |  | 21.2707 | 63.8121 | December | 2026
0045 FTU Q-2 | 001 | 000000031150 | 2026-12-13 00:06 | 1501001250 | FILTER, 14 X 24 X 1, PLEATED MDL 40 HI-CAP MERV 10 (14X24X1) | 1501001250 - FILTER, 14 X 24 X 1, PLEATED MDL 40 HI-CAP MERV 10 (14X24X1) |  |  |  | 1 |  | 0 | 0 | December | 2026
0045 FTU Q-2 | 001 | 000000031151 | 2026-12-13 00:06 | 1501001250 | FILTER, 14 X 24 X 1, PLEATED MDL 40 HI-CAP MERV 10 (14X24X1) | 1501001250 - FILTER, 14 X 24 X 1, PLEATED MDL 40 HI-CAP MERV 10 (14X24X1) |  |  |  | 1 |  | 0 | 0 | December | 2026
0045 FTU Q-2 | 001 | 000000031152 | 2026-12-13 00:06 | 1501001250 | FILTER, 14 X 24 X 1, PLEATED MDL 40 HI-CAP MERV 10 (14X24X1) | 1501001250 - FILTER, 14 X 24 X 1, PLEATED MDL 40 HI-CAP MERV 10 (14X24X1) |  |  |  | 1 |  | 0 | 0 | December | 2026
0045 FTU Q-2 | 001 | 000000031154 | 2026-12-13 00:06 | 1501001250 | FILTER, 14 X 24 X 1, PLEATED MDL 40 HI-CAP MERV 10 (14X24X1) | 1501001250 - FILTER, 14 X 24 X 1, PLEATED MDL 40 HI-CAP MERV 10 (14X24X1) |  |  |  | 1 |  | 0 | 0 | December | 2026
0045 FTU Q-2 | 001 | 000000031155 | 2026-12-13 00:06 | 1501001250 | FILTER, 14 X 24 X 1, PLEATED MDL 40 HI-CAP MERV 10 (14X24X1) | 1501001250 - FILTER, 14 X 24 X 1, PLEATED MDL 40 HI-CAP MERV 10 (14X24X1) |  |  |  | 1 |  | 0 | 0 | December | 2026
0045 FTU Q-2 | 001 | 000000031186 | 2026-12-13 00:06 | 1501001250 | FILTER, 14 X 24 X 1, PLEATED MDL 40 HI-CAP MERV 10 (14X24X1) | 1501001250 - FILTER, 14 X 24 X 1, PLEATED MDL 40 HI-CAP MERV 10 (14X24X1) |  |  |  | 1 |  | 0 | 0 | December | 2026
0045 FTU Q-2 | 001 | 000000031193 | 2026-12-13 00:06 | 1501001250 | FILTER, 14 X 24 X 1, PLEATED MDL 40 HI-CAP MERV 10 (14X24X1) | 1501001250 - FILTER, 14 X 24 X 1, PLEATED MDL 40 HI-CAP MERV 10 (14X24X1) |  |  |  | 1 |  | 0 | 0 | December | 2026
B0045 AHU-1 Q | 001 | 000000031014 | 2026-12-14 00:13 | 1501001179 | FILTER, MERV 13, 20 X 25 X 4, PLEATED MDL 40 HI-CAP (20X25X4) | 1501001179 - FILTER, MERV 13, 20 X 25 X 4, PLEATED MDL 40 HI-CAP (20X25X4) |  |  |  | 12 |  | 0 | 0 | December | 2026
B0045 AHU-1 Q | 001 | 000000031014 | 2026-12-14 00:13 | 1501001175 | FILTER, MERV 13, 16 X 25 X 4, PLEATED MDL 40 HI-CAP (16X25X4) | 1501001175 - FILTER, MERV 13, 16 X 25 X 4, PLEATED MDL 40 HI-CAP (16X25X4) |  |  |  | 4 |  | 0 | 0 | December | 2026
B0045 AHU-1 Q | 001 | 000000031014 | 2026-12-14 00:13 | 1501001207 | FILTER, MERV 13, 16 X 20 X 4, PLEATED MDL 40 HI-CAP (16X20X4) | 1501001207 - FILTER, MERV 13, 16 X 20 X 4, PLEATED MDL 40 HI-CAP (16X20X4) |  |  |  | 1 |  | 0 | 0 | December | 2026
B0045 AHU-2 Q | 001 | 000000031183 | 2026-12-14 00:13 | 1501001179 | FILTER, MERV 13, 20 X 25 X 4, PLEATED MDL 40 HI-CAP (20X25X4) | 1501001179 - FILTER, MERV 13, 20 X 25 X 4, PLEATED MDL 40 HI-CAP (20X25X4) |  |  |  | 12 |  | 0 | 0 | December | 2026
B0045 AHU-2 Q | 001 | 000000031183 | 2026-12-14 00:13 | 1501001175 | FILTER, MERV 13, 16 X 25 X 4, PLEATED MDL 40 HI-CAP (16X25X4) | 1501001175 - FILTER, MERV 13, 16 X 25 X 4, PLEATED MDL 40 HI-CAP (16X25X4) |  |  |  | 4 |  | 0 | 0 | December | 2026
B0045 AHU-2 Q | 001 | 000000031183 | 2026-12-14 00:13 | 1501001207 | FILTER, MERV 13, 16 X 20 X 4, PLEATED MDL 40 HI-CAP (16X20X4) | 1501001207 - FILTER, MERV 13, 16 X 20 X 4, PLEATED MDL 40 HI-CAP (16X20X4) |  |  |  | 1 |  | 0 | 0 | December | 2026
B0045 AHU-3 Q | 001 | 000000031054 | 2026-12-14 00:13 | 1501001177 | FILTER, MERV 13, 20 X 24 X 4, PLEATED MDL 40 HI-CAP (20X24X4) | 1501001177 - FILTER, MERV 13, 20 X 24 X 4, PLEATED MDL 40 HI-CAP (20X24X4) |  |  |  | 8 |  | 21.1864 | 169.4912 | December | 2026
B0045 AHU-3 Q | 001 | 000000031054 | 2026-12-14 00:13 | 1501001175 | FILTER, MERV 13, 16 X 25 X 4, PLEATED MDL 40 HI-CAP (16X25X4) | 1501001175 - FILTER, MERV 13, 16 X 25 X 4, PLEATED MDL 40 HI-CAP (16X25X4) |  |  |  | 3 |  | 0 | 0 | December | 2026
B0045 AHU-3 Q | 001 | 000000031054 | 2026-12-14 00:13 | 1501001207 | FILTER, MERV 13, 16 X 20 X 4, PLEATED MDL 40 HI-CAP (16X20X4) | 1501001207 - FILTER, MERV 13, 16 X 20 X 4, PLEATED MDL 40 HI-CAP (16X20X4) |  |  |  | 1 |  | 0 | 0 | December | 2026
0045 FTU Q-1 | 001 | 000000031001 | 2026-12-15 00:05 | 1501001883 | FILTER, 17 X 30 X 1, PLEATED MDL 40 HI-CAP MERV 10 (17X30X1) | 1501001883 - FILTER, 17 X 30 X 1, PLEATED MDL 40 HI-CAP MERV 10 (17X30X1) |  |  |  | 1 |  | 0 | 0 | December | 2026
0045 FTU Q-1 | 001 | 000000031002 | 2026-12-15 00:05 | 1501001883 | FILTER, 17 X 30 X 1, PLEATED MDL 40 HI-CAP MERV 10 (17X30X1) | 1501001883 - FILTER, 17 X 30 X 1, PLEATED MDL 40 HI-CAP MERV 10 (17X30X1) |  |  |  | 1 |  | 0 | 0 | December | 2026
0045 FTU Q-1 | 001 | 000000031006 | 2026-12-15 00:05 | 1501001883 | FILTER, 17 X 30 X 1, PLEATED MDL 40 HI-CAP MERV 10 (17X30X1) | 1501001883 - FILTER, 17 X 30 X 1, PLEATED MDL 40 HI-CAP MERV 10 (17X30X1) |  |  |  | 1 |  | 0 | 0 | December | 2026
0045 FTU Q-1 | 001 | 000000031008 | 2026-12-15 00:05 | 1501001883 | FILTER, 17 X 30 X 1, PLEATED MDL 40 HI-CAP MERV 10 (17X30X1) | 1501001883 - FILTER, 17 X 30 X 1, PLEATED MDL 40 HI-CAP MERV 10 (17X30X1) |  |  |  | 1 |  | 0 | 0 | December | 2026
0045 FTU Q-1 | 001 | 000000031009 | 2026-12-15 00:05 | 1501001883 | FILTER, 17 X 30 X 1, PLEATED MDL 40 HI-CAP MERV 10 (17X30X1) | 1501001883 - FILTER, 17 X 30 X 1, PLEATED MDL 40 HI-CAP MERV 10 (17X30X1) |  |  |  | 1 |  | 0 | 0 | December | 2026
0045 FTU Q-1 | 001 | 000000031010 | 2026-12-15 00:05 | 1501001883 | FILTER, 17 X 30 X 1, PLEATED MDL 40 HI-CAP MERV 10 (17X30X1) | 1501001883 - FILTER, 17 X 30 X 1, PLEATED MDL 40 HI-CAP MERV 10 (17X30X1) |  |  |  | 1 |  | 0 | 0 | December | 2026
0045 FTU Q-1 | 001 | 000000031011 | 2026-12-15 00:05 | 1501001883 | FILTER, 17 X 30 X 1, PLEATED MDL 40 HI-CAP MERV 10 (17X30X1) | 1501001883 - FILTER, 17 X 30 X 1, PLEATED MDL 40 HI-CAP MERV 10 (17X30X1) |  |  |  | 1 |  | 0 | 0 | December | 2026
0022-AHU-2 Q-1 | 001 | 000007091896 | 2026-12-16 00:05 | 1501001617 | FILTER, 20 X 24 X 1, PLEATED MDL 40 HI-CAP MERV 10 (20X24X1) | 1501001617 - FILTER, 20 X 24 X 1, PLEATED MDL 40 HI-CAP MERV 10 (20X24X1) |  |  |  | 1 |  | 7.5693 | 7.5693 | December | 2026
0051 FLT BW | 001 | 005102100000 | 2026-12-16 00:06 | 1501001121 | FILTER, 20 X 20 X 2, PLEATED MDL 40 STANDARD MERV 10 (20X20X2) | 1501001121 - FILTER, 20 X 20 X 2, PLEATED MDL 40 STANDARD MERV 10 (20X20X2) |  |  |  | 2 |  | 0 | 0 | December | 2026
0051 FLT BW | 001 | 005102120000 | 2026-12-16 00:06 | 1501001121 | FILTER, 20 X 20 X 2, PLEATED MDL 40 STANDARD MERV 10 (20X20X2) | 1501001121 - FILTER, 20 X 20 X 2, PLEATED MDL 40 STANDARD MERV 10 (20X20X2) |  |  |  | 2 |  | 0 | 0 | December | 2026
0051 FLT BW | 001 | 005102160000 | 2026-12-16 00:06 | 1501001121 | FILTER, 20 X 20 X 2, PLEATED MDL 40 STANDARD MERV 10 (20X20X2) | 1501001121 - FILTER, 20 X 20 X 2, PLEATED MDL 40 STANDARD MERV 10 (20X20X2) |  |  |  | 2 |  | 0 | 0 | December | 2026
0051 FLT BW | 001 | 005102200000 | 2026-12-16 00:06 | 1501001121 | FILTER, 20 X 20 X 2, PLEATED MDL 40 STANDARD MERV 10 (20X20X2) | 1501001121 - FILTER, 20 X 20 X 2, PLEATED MDL 40 STANDARD MERV 10 (20X20X2) |  |  |  | 3 |  | 0 | 0 | December | 2026
B0120 FCU Q | 001 | 000000002440 | 2026-12-16 00:18 | 1501001123 | FILTER, 16 X 20 X 2, PLEATED MDL 40 HI-CAP MERV 10 (16X20X2) | 1501001123 - FILTER, 16 X 20 X 2, PLEATED MDL 40 HI-CAP MERV 10 (16X20X2) |  |  |  | 2 |  | 0 | 0 | December | 2026
B0120 FCU Q | 001 | 000000002441 | 2026-12-16 00:18 | 1501001122 | FILTER, 16 X 25 X 2, PLEATED MDL 40 HI-CAP MERV 10 (16X25X2) | 1501001122 - FILTER, 16 X 25 X 2, PLEATED MDL 40 HI-CAP MERV 10 (16X25X2) |  |  |  | 3 |  | 0 | 0 | December | 2026
B0120 FCU Q | 001 | 000000002442 | 2026-12-16 00:18 | 1501001123 | FILTER, 16 X 20 X 2, PLEATED MDL 40 HI-CAP MERV 10 (16X20X2) | 1501001123 - FILTER, 16 X 20 X 2, PLEATED MDL 40 HI-CAP MERV 10 (16X20X2) |  |  |  | 2 |  | 0 | 0 | December | 2026
B0120 FCU Q | 001 | 000000002443 | 2026-12-16 00:18 | 1501001123 | FILTER, 16 X 20 X 2, PLEATED MDL 40 HI-CAP MERV 10 (16X20X2) | 1501001123 - FILTER, 16 X 20 X 2, PLEATED MDL 40 HI-CAP MERV 10 (16X20X2) |  |  |  | 3 |  | 0 | 0 | December | 2026
B0120 FCU Q | 001 | 000000002444 | 2026-12-16 00:18 | 1501001094 | FILTER, 20 X 24 X 2, PLEATED MDL 40 HI-CAP MERV 10 (20X24X2, 24X20X2, 24 X 20 X 2)) | 1501001094 - FILTER, 20 X 24 X 2, PLEATED MDL 40 HI-CAP MERV 10 (20X24X2, 24X20X2, 24 X 20 X 2)) |  |  |  | 2 |  | 0 | 0 | December | 2026
B0120 FCU Q | 001 | 000000002445 | 2026-12-16 00:18 | 1501001094 | FILTER, 20 X 24 X 2, PLEATED MDL 40 HI-CAP MERV 10 (20X24X2, 24X20X2, 24 X 20 X 2)) | 1501001094 - FILTER, 20 X 24 X 2, PLEATED MDL 40 HI-CAP MERV 10 (20X24X2, 24X20X2, 24 X 20 X 2)) |  |  |  | 2 |  | 0 | 0 | December | 2026
B0120 FCU Q | 001 | 000000002446 | 2026-12-16 00:18 | 1501001094 | FILTER, 20 X 24 X 2, PLEATED MDL 40 HI-CAP MERV 10 (20X24X2, 24X20X2, 24 X 20 X 2)) | 1501001094 - FILTER, 20 X 24 X 2, PLEATED MDL 40 HI-CAP MERV 10 (20X24X2, 24X20X2, 24 X 20 X 2)) |  |  |  | 2 |  | 0 | 0 | December | 2026
B0120 FCU Q | 001 | 000000002447 | 2026-12-16 00:18 | 1501001121 | FILTER, 20 X 20 X 2, PLEATED MDL 40 STANDARD MERV 10 (20X20X2) | 1501001121 - FILTER, 20 X 20 X 2, PLEATED MDL 40 STANDARD MERV 10 (20X20X2) |  |  |  | 1 |  | 0 | 0 | December | 2026
B0120 FCU Q | 001 | 000000002449 | 2026-12-16 00:18 | 1501001121 | FILTER, 20 X 20 X 2, PLEATED MDL 40 STANDARD MERV 10 (20X20X2) | 1501001121 - FILTER, 20 X 20 X 2, PLEATED MDL 40 STANDARD MERV 10 (20X20X2) |  |  |  | 1 |  | 0 | 0 | December | 2026
B0120 FCU Q | 001 | 000000002450 | 2026-12-16 00:18 | 1501001160 | FILTER, 12 X 25 X 2, PLEATED MDL 40 HI-CAP MERV 10(12X25X2) | 1501001160 - FILTER, 12 X 25 X 2, PLEATED MDL 40 HI-CAP MERV 10(12X25X2) |  |  |  | 1 |  | 8.65 | 8.65 | December | 2026
B0120 FCU Q | 001 | 000000002451 | 2026-12-16 00:18 | 1501001121 | FILTER, 20 X 20 X 2, PLEATED MDL 40 STANDARD MERV 10 (20X20X2) | 1501001121 - FILTER, 20 X 20 X 2, PLEATED MDL 40 STANDARD MERV 10 (20X20X2) |  |  |  | 1 |  | 0 | 0 | December | 2026
B0120 FCU Q | 001 | 000000002447 | 2026-12-16 00:18 | 1501001910 | FILTER, 20 X 25 X 2, PLEATED MDL 40 HI-CAP MERV 10 (20X25X2) | 1501001910 - FILTER, 20 X 25 X 2, PLEATED MDL 40 HI-CAP MERV 10 (20X25X2) |  |  |  | 1 |  | 0 | 0 | December | 2026
B0120 FCU Q | 001 | 000000002449 | 2026-12-16 00:18 | 1501001910 | FILTER, 20 X 25 X 2, PLEATED MDL 40 HI-CAP MERV 10 (20X25X2) | 1501001910 - FILTER, 20 X 25 X 2, PLEATED MDL 40 HI-CAP MERV 10 (20X25X2) |  |  |  | 1 |  | 0 | 0 | December | 2026
B0120 FCU Q | 001 | 000000002451 | 2026-12-16 00:18 | 1501001910 | FILTER, 20 X 25 X 2, PLEATED MDL 40 HI-CAP MERV 10 (20X25X2) | 1501001910 - FILTER, 20 X 25 X 2, PLEATED MDL 40 HI-CAP MERV 10 (20X25X2) |  |  |  | 1 |  | 0 | 0 | December | 2026
B0021 DAHU-1 Q | 001 | 000000003374 | 2026-12-20 00:12 | 1501001928 | FILTER, 20 X 22 X 1, PLEATED MDL 40 HI-CAP MERV 10 (20X22X1) | 1501001928 - FILTER, 20 X 22 X 1, PLEATED MDL 40 HI-CAP MERV 10 (20X22X1) |  |  |  | 1 |  | 1 | 1 | December | 2026
B0021 DAHU-2 Q | 001 | 000000003375 | 2026-12-20 00:12 | 1501001928 | FILTER, 20 X 22 X 1, PLEATED MDL 40 HI-CAP MERV 10 (20X22X1) | 1501001928 - FILTER, 20 X 22 X 1, PLEATED MDL 40 HI-CAP MERV 10 (20X22X1) |  |  |  | 1 |  | 1 | 1 | December | 2026
B0021 DAHU-3 Q | 001 | 000000003376 | 2026-12-20 00:12 | 1501001928 | FILTER, 20 X 22 X 1, PLEATED MDL 40 HI-CAP MERV 10 (20X22X1) | 1501001928 - FILTER, 20 X 22 X 1, PLEATED MDL 40 HI-CAP MERV 10 (20X22X1) |  |  |  | 1 |  | 1 | 1 | December | 2026
B0021 DAHU-4 Q | 001 | 000000003377 | 2026-12-20 00:12 | 1501001133 | FILTER, 20 X 20 X 1, PLEATED MDL 40 STANDARD MERV 10 (20X20X1) | 1501001133 - FILTER, 20 X 20 X 1, PLEATED MDL 40 STANDARD MERV 10 (20X20X1) |  |  |  | 6 |  | 0 | 0 | December | 2026
B0123 AHU4 S | 001 | 000002000018 | 2026-12-20 00:18 | 1501003025 | FILTER, 20 X 20 X 4, MERV 14, (20X20X4) (TRANE PART #FLR07855) | 1501003025 - FILTER, 20 X 20 X 4, MERV 14, (20X20X4) (TRANE PART #FLR07855) |  |  |  | 6 |  | 0 | 0 | December | 2026
B0123 AHU5 S | 001 | 000002000019 | 2026-12-20 00:18 | 1501003025 | FILTER, 20 X 20 X 4, MERV 14, (20X20X4) (TRANE PART #FLR07855) | 1501003025 - FILTER, 20 X 20 X 4, MERV 14, (20X20X4) (TRANE PART #FLR07855) |  |  |  | 6 |  | 0 | 0 | December | 2026
B0040 AHU2-2 A | 001 | 000000028383 | 2026-12-21 00:12 | 1501001175 | FILTER, MERV 13, 16 X 25 X 4, PLEATED MDL 40 HI-CAP (16X25X4) | 1501001175 - FILTER, MERV 13, 16 X 25 X 4, PLEATED MDL 40 HI-CAP (16X25X4) |  |  |  | 4 |  | 0 | 0 | December | 2026
B0040 AHU2-2 A | 001 | 000000028383 | 2026-12-21 00:12 | 1501001207 | FILTER, MERV 13, 16 X 20 X 4, PLEATED MDL 40 HI-CAP (16X20X4) | 1501001207 - FILTER, MERV 13, 16 X 20 X 4, PLEATED MDL 40 HI-CAP (16X20X4) |  |  |  | 8 |  | 0 | 0 | December | 2026
B0040 AHU2-2 A | 001 | 000000028383 | 2026-12-21 00:12 | 1501001357 | BELT, #AX-45, AX45 (COG TYPE) | 1501001357 - BELT, #AX-45, AX45 (COG TYPE) |  |  |  | 1 |  | 0 | 0 | December | 2026
B0040 AHU4-3 A | 001 | 000000028398 | 2026-12-21 00:12 | 1501001207 | FILTER, MERV 13, 16 X 20 X 4, PLEATED MDL 40 HI-CAP (16X20X4) | 1501001207 - FILTER, MERV 13, 16 X 20 X 4, PLEATED MDL 40 HI-CAP (16X20X4) |  |  |  | 8 |  | 0 | 0 | December | 2026
B0040 AHU4-3 A | 001 | 000000028398 | 2026-12-21 00:12 | 1501001175 | FILTER, MERV 13, 16 X 25 X 4, PLEATED MDL 40 HI-CAP (16X25X4) | 1501001175 - FILTER, MERV 13, 16 X 25 X 4, PLEATED MDL 40 HI-CAP (16X25X4) |  |  |  | 4 |  | 0 | 0 | December | 2026
B0040R387 AHU A | 001 | 000000028459 | 2026-12-21 00:13 | 1501001207 | FILTER, MERV 13, 16 X 20 X 4, PLEATED MDL 40 HI-CAP (16X20X4) | 1501001207 - FILTER, MERV 13, 16 X 20 X 4, PLEATED MDL 40 HI-CAP (16X20X4) |  |  |  | 4 |  | 0 | 0 | December | 2026
B0040R387 AHU A | 001 | 000000028459 | 2026-12-21 00:13 | 1501001123 | FILTER, 16 X 20 X 2, PLEATED MDL 40 HI-CAP MERV 10 (16X20X2) | 1501001123 - FILTER, 16 X 20 X 2, PLEATED MDL 40 HI-CAP MERV 10 (16X20X2) |  |  |  | 4 |  | 0 | 0 | December | 2026
B0123 AHU1 S | 001 | 000002000015 | 2026-12-21 00:18 | 1501003031 | FILTER, 20 X 25 X 4, MERV 14, (20X25X4) | 1501003031 - FILTER, 20 X 25 X 4, MERV 14, (20X25X4) |  |  |  | 6 |  | 0 | 0 | December | 2026
B0123 AHU2 S | 001 | 000002000016 | 2026-12-21 00:18 | 1501003026 | FILTER, 20 X 24 X 4, MERV 14, (20X24X4) (TRANE PART #FLR07856) | 1501003026 - FILTER, 20 X 24 X 4, MERV 14, (20X24X4) (TRANE PART #FLR07856) |  |  |  | 8 |  | 74.2956 | 594.3648 | December | 2026
B0123 AHU3 S | 001 | 000002000017 | 2026-12-21 00:18 | 1501003031 | FILTER, 20 X 25 X 4, MERV 14, (20X25X4) | 1501003031 - FILTER, 20 X 25 X 4, MERV 14, (20X25X4) |  |  |  | 6 |  | 0 | 0 | December | 2026
B0154 AHU-1 M1 | 001 | 000000129019 | 2026-12-21 00:20 | 1501002236 | FILTER, 30/30, DUAL 9, HIGH-CAPACITY, MERV 9, 16X25X2 | 1501002236 - FILTER, 30/30, DUAL 9, HIGH-CAPACITY, MERV 9, 16X25X2 |  |  |  | 12 |  | 0 | 0 | December | 2026
B0013 AHU-1 A | 001 | 000000009029 | 2027-01-03 00:11 | 1501001483 | BELT, #BX-44, BX44 (COG TYPE) | 1501001483 - BELT, #BX-44, BX44 (COG TYPE) |  |  |  | 1 |  | 0 | 0 | January | 2027
B0013 AHU-1 A | 001 | 000000009029 | 2027-01-03 00:11 | 1501001207 | FILTER, MERV 13, 16 X 20 X 4, PLEATED MDL 40 HI-CAP (16X20X4) | 1501001207 - FILTER, MERV 13, 16 X 20 X 4, PLEATED MDL 40 HI-CAP (16X20X4) |  |  |  | 6 |  | 0 | 0 | January | 2027
B0013 AHU-2 A | 001 | 000000009030 | 2027-01-03 00:11 | 1501001383 | BELT, #AX-48, AX48 (COG TYPE) | 1501001383 - BELT, #AX-48, AX48 (COG TYPE) |  |  |  | 1 |  | 7.5849 | 7.5849 | January | 2027
B0013 AHU-2 A | 001 | 000000009030 | 2027-01-03 00:11 | 1501001594 | FILTER, 20 X 20 X 4, PLEATED MDL 40 HI-CAP MERV 10 (20X20X4) | 1501001594 - FILTER, 20 X 20 X 4, PLEATED MDL 40 HI-CAP MERV 10 (20X20X4) |  |  |  | 2 |  | 5.2111 | 10.4222 | January | 2027
B0013 AHU-2 A | 001 | 000000009030 | 2027-01-03 00:11 | 1501003007 | FILTER, 20 X 24 X 4, PLEATED MDL 40 HI-CAP MERV 10 (20X24X4) | 1501003007 - FILTER, 20 X 24 X 4, PLEATED MDL 40 HI-CAP MERV 10 (20X24X4) |  |  |  | 4 |  | 0 | 0 | January | 2027
B0153 DAHU1 A | 001 | 000000128000 | 2027-01-03 00:19 | 1501001130 | FILTER, 20 X 25 X 1,PLEATED MDL 40 HI-CAP MERV 10 (20X25X1) | 1501001130 - FILTER, 20 X 25 X 1,PLEATED MDL 40 HI-CAP MERV 10 (20X25X1) |  |  |  | 1 |  | 0 | 0 | January | 2027
B0153 DAHU2 A | 001 | 000000128001 | 2027-01-03 00:19 | 1501001130 | FILTER, 20 X 25 X 1,PLEATED MDL 40 HI-CAP MERV 10 (20X25X1) | 1501001130 - FILTER, 20 X 25 X 1,PLEATED MDL 40 HI-CAP MERV 10 (20X25X1) |  |  |  | 1 |  | 0 | 0 | January | 2027
B0051 AHU11 M | 001 | 000000034012 | 2027-01-04 00:13 | 1501001175 | FILTER, MERV 13, 16 X 25 X 4, PLEATED MDL 40 HI-CAP (16X25X4) | 1501001175 - FILTER, MERV 13, 16 X 25 X 4, PLEATED MDL 40 HI-CAP (16X25X4) |  |  |  | 2 |  | 0 | 0 | January | 2027
B0051 AHU11 M | 001 | 000000034012 | 2027-01-04 00:13 | 1501001207 | FILTER, MERV 13, 16 X 20 X 4, PLEATED MDL 40 HI-CAP (16X20X4) | 1501001207 - FILTER, MERV 13, 16 X 20 X 4, PLEATED MDL 40 HI-CAP (16X20X4) |  |  |  | 4 |  | 0 | 0 | January | 2027
B0053 AHU 1 A | 001 | 000007090292 | 2027-01-04 00:14 | 1501002239 | FILTER, 30/30, DUAL 9, HIGH-CAPACITY, MERV 9, 12X24X4 | 1501002239 - FILTER, 30/30, DUAL 9, HIGH-CAPACITY, MERV 9, 12X24X4 |  |  |  | 3 |  | 21.2707 | 63.8121 | January | 2027
B0053 AHU 1 A | 001 | 000007090292 | 2027-01-04 00:14 | 1501002247 | FILTER, 30/30, DUAL 9, HIGH-CAPACITY, MERV 9, 24X24X4 | 1501002247 - FILTER, 30/30, DUAL 9, HIGH-CAPACITY, MERV 9, 24X24X4 |  |  |  | 12 |  | 0 | 0 | January | 2027
B0053 AHU 1 A | 001 | 000007090292 | 2027-01-04 00:14 | 1501002202 | FILTER, BAG, 24X12X12, HEIGHT X WIDTH X DEPTH, (VERTICAL CONFIGURATION), MERV14A, CAMFIL 5P, 405619C12 | 1501002202 - FILTER, BAG, 24X12X12, HEIGHT X WIDTH X DEPTH, (VERTICAL CONFIGURATION), MERV14A, CAMFIL 5P, 405619C12 |  |  |  | 3 |  | 0 | 0 | January | 2027
B0053 AHU 1 A | 001 | 000007090292 | 2027-01-04 00:14 | 1501002210 | FILTER, BAG, 24X24X12, MERV14A, CAMFIL 10P, 405619A12 | 1501002210 - FILTER, BAG, 24X24X12, MERV14A, CAMFIL 10P, 405619A12 |  |  |  | 12 |  | 0 | 0 | January | 2027
B0053 AHU-1A A | 001 | 000000038017 | 2027-01-04 00:14 | 1501002233 | FILTER, 30/30, DUAL 9, HIGH-CAPACITY, MERV 9, 20X24X2 | 1501002233 - FILTER, 30/30, DUAL 9, HIGH-CAPACITY, MERV 9, 20X24X2 |  |  |  | 6 |  | 0 | 0 | January | 2027
B0053 AHU-1A A | 001 | 000000038017 | 2027-01-04 00:14 | 1501002210 | FILTER, BAG, 24X24X12, MERV14A, CAMFIL 10P, 405619A12 | 1501002210 - FILTER, BAG, 24X24X12, MERV14A, CAMFIL 10P, 405619A12 |  |  |  | 6 |  | 0 | 0 | January | 2027
B0053 AHU-1A A | 001 | 000000038017 | 2027-01-04 00:14 | 1501002206 | FILTER, BAG, 20X24X12, HEIGHT X WIDTH X DEPTH, (HORIZONTAL CONFIGURATION), MERV14A, CAMFIL 10P, 405619E12 (REPLACES 1501003005) | 1501002206 - FILTER, BAG, 20X24X12, HEIGHT X WIDTH X DEPTH, (HORIZONTAL CONFIGURATION), MERV14A, CAMFIL 10P, 405619E12 (REPLACES 1501003005) |  |  |  | 6 |  | 0 | 0 | January | 2027
B0053 AHU-1A A | 001 | 000000038017 | 2027-01-04 00:14 | 1501001479 | FILTER, 12 X 24 X 12, METAL FRAME, NO HEADER, (12X24X12, 24X12X12. 24 X 12 X 12) MERV 14 | 1501001479 - FILTER, 12 X 24 X 12, METAL FRAME, NO HEADER, (12X24X12, 24X12X12. 24 X 12 X 12) MERV 14 |  |  |  | 4 |  | 0 | 0 | January | 2027
B0053 AHU-1A A | 001 | 000000038017 | 2027-01-04 00:14 | 1501001478 | FILTER, 24 X 24 X 12, METAL FRAME, NO HEADER, (24X24X12) MERV 14 | 1501001478 - FILTER, 24 X 24 X 12, METAL FRAME, NO HEADER, (24X24X12) MERV 14 |  |  |  | 8 |  | 0 | 0 | January | 2027
B0089 AHU1 Q | 001 | 000000055000 | 2027-01-04 00:16 | 1501001133 | FILTER, 20 X 20 X 1, PLEATED MDL 40 STANDARD MERV 10 (20X20X1) | 1501001133 - FILTER, 20 X 20 X 1, PLEATED MDL 40 STANDARD MERV 10 (20X20X1) |  |  |  | 1 |  | 0 | 0 | January | 2027
B0089 AHU1 Q | 001 | 000000055000 | 2027-01-04 00:16 | 1501001139 | FILTER, 16 X 20 X 1, PLEATED MDL 40 HI-CAP MERV 10 (16X20X1) (ACTUAL SIZE: 15-1/2"X19-1/2"X3/4") | 1501001139 - FILTER, 16 X 20 X 1, PLEATED MDL 40 HI-CAP MERV 10 (16X20X1) (ACTUAL SIZE: 15-1/2"X19-1/2"X3/4") |  |  |  | 1 |  | 0 | 0 | January | 2027
0051 FLT BW | 001 | 005102100000 | 2027-01-06 00:06 | 1501001121 | FILTER, 20 X 20 X 2, PLEATED MDL 40 STANDARD MERV 10 (20X20X2) | 1501001121 - FILTER, 20 X 20 X 2, PLEATED MDL 40 STANDARD MERV 10 (20X20X2) |  |  |  | 2 |  | 0 | 0 | January | 2027
0051 FLT BW | 001 | 005102120000 | 2027-01-06 00:06 | 1501001121 | FILTER, 20 X 20 X 2, PLEATED MDL 40 STANDARD MERV 10 (20X20X2) | 1501001121 - FILTER, 20 X 20 X 2, PLEATED MDL 40 STANDARD MERV 10 (20X20X2) |  |  |  | 2 |  | 0 | 0 | January | 2027
0051 FLT BW | 001 | 005102160000 | 2027-01-06 00:06 | 1501001121 | FILTER, 20 X 20 X 2, PLEATED MDL 40 STANDARD MERV 10 (20X20X2) | 1501001121 - FILTER, 20 X 20 X 2, PLEATED MDL 40 STANDARD MERV 10 (20X20X2) |  |  |  | 2 |  | 0 | 0 | January | 2027
0051 FLT BW | 001 | 005102200000 | 2027-01-06 00:06 | 1501001121 | FILTER, 20 X 20 X 2, PLEATED MDL 40 STANDARD MERV 10 (20X20X2) | 1501001121 - FILTER, 20 X 20 X 2, PLEATED MDL 40 STANDARD MERV 10 (20X20X2) |  |  |  | 3 |  | 0 | 0 | January | 2027
B0053 AHU-4 A | 001 | 000000038020 | 2027-01-06 00:14 | 1501002234 | FILTER, 30/30, DUAL 9, HIGH-CAPACITY, MERV 9, 24X24X2 | 1501002234 - FILTER, 30/30, DUAL 9, HIGH-CAPACITY, MERV 9, 24X24X2 |  |  |  | 3 |  | 0 | 0 | January | 2027
B0053 AHU-4 A | 001 | 000000038020 | 2027-01-06 00:14 | 1501002202 | FILTER, BAG, 24X12X12, HEIGHT X WIDTH X DEPTH, (VERTICAL CONFIGURATION), MERV14A, CAMFIL 5P, 405619C12 | 1501002202 - FILTER, BAG, 24X12X12, HEIGHT X WIDTH X DEPTH, (VERTICAL CONFIGURATION), MERV14A, CAMFIL 5P, 405619C12 |  |  |  | 3 |  | 0 | 0 | January | 2027
B0053 AHU-4 A | 001 | 000000038020 | 2027-01-06 00:14 | 1501002210 | FILTER, BAG, 24X24X12, MERV14A, CAMFIL 10P, 405619A12 | 1501002210 - FILTER, BAG, 24X24X12, MERV14A, CAMFIL 10P, 405619A12 |  |  |  | 15 |  | 0 | 0 | January | 2027
B0053 AHU-5 A | 001 | 000000038021 | 2027-01-06 00:14 | 1501001399 | BELT, #BX-46, BX46 (COG TYPE) | 1501001399 - BELT, #BX-46, BX46 (COG TYPE) |  |  |  | 1 |  | 19.7091 | 19.7091 | January | 2027
B0053 AHU-5 A | 001 | 000000038021 | 2027-01-06 00:14 | 1501001125 | FILTER, 12 X 24 X 2, PLEATED MDL 40 HI-CAP MERV 10 (12X24X2) | 1501001125 - FILTER, 12 X 24 X 2, PLEATED MDL 40 HI-CAP MERV 10 (12X24X2) |  |  |  | 1 |  | 0 | 0 | January | 2027
B0053 AHU-5 A | 001 | 000000038021 | 2027-01-06 00:14 | 1501002200 | FILTER, BAG, 12X24X12, HEIGHT X WIDTH X DEPTH, (HORIZONTAL CONFIGURATION), MERV14A, CAMFIL 10P, 405619F12 | 1501002200 - FILTER, BAG, 12X24X12, HEIGHT X WIDTH X DEPTH, (HORIZONTAL CONFIGURATION), MERV14A, CAMFIL 10P, 405619F12 |  |  |  | 1 |  | 78.19 | 78.19 | January | 2027
B0053 AHU-5 A | 001 | 000000038021 | 2027-01-06 00:14 | 1501002238 | FILTER, 30/30, DUAL 9, HIGH-CAPACITY, MERV 9, 16X24X2 | 1501002238 - FILTER, 30/30, DUAL 9, HIGH-CAPACITY, MERV 9, 16X24X2 |  |  |  | 6 |  | 10.24 | 61.44 | January | 2027
B0053 AHU-5 A | 001 | 000000038021 | 2027-01-06 00:14 | 1501002210 | FILTER, BAG, 24X24X12, MERV14A, CAMFIL 10P, 405619A12 | 1501002210 - FILTER, BAG, 24X24X12, MERV14A, CAMFIL 10P, 405619A12 |  |  |  | 4 |  | 0 | 0 | January | 2027
B0053 AHU-7 A | 001 | 000000038023 | 2027-01-06 00:14 | 1501001119 | FILTER, 24 X 24 X 2, PLEATED MDL 40 HI-CAP MERV 10 (24X24X2) | 1501001119 - FILTER, 24 X 24 X 2, PLEATED MDL 40 HI-CAP MERV 10 (24X24X2) |  |  |  | 12 |  | 0 | 0 | January | 2027
B0053 AHU-7 A | 001 | 000000038023 | 2027-01-06 00:14 | 1501002210 | FILTER, BAG, 24X24X12, MERV14A, CAMFIL 10P, 405619A12 | 1501002210 - FILTER, BAG, 24X24X12, MERV14A, CAMFIL 10P, 405619A12 |  |  |  | 12 |  | 0 | 0 | January | 2027
B0054 CRU-1-1 Q | 001 | 000000039009 | 2027-01-10 00:14 | 1501003007 | FILTER, 20 X 24 X 4, PLEATED MDL 40 HI-CAP MERV 10 (20X24X4) | 1501003007 - FILTER, 20 X 24 X 4, PLEATED MDL 40 HI-CAP MERV 10 (20X24X4) |  |  |  | 1 |  | 0 | 0 | January | 2027
B0054 CRU-1-1 Q | 001 | 000000039009 | 2027-01-10 00:14 | 1501001208 | FILTER, 23 1/2 X 31 X 4, PLEATED MDL 40 HI-CAP MERV 10 (23 1/2X31X4, 23.5 X 31 X 4, 23.5X31X4) | 1501001208 - FILTER, 23 1/2 X 31 X 4, PLEATED MDL 40 HI-CAP MERV 10 (23 1/2X31X4, 23.5 X 31 X 4, 23.5X31X4) |  |  |  | 5 |  | 0 | 0 | January | 2027
B0054 CRU-1-2 Q | 001 | 000000039010 | 2027-01-10 00:14 | 1501001208 | FILTER, 23 1/2 X 31 X 4, PLEATED MDL 40 HI-CAP MERV 10 (23 1/2X31X4, 23.5 X 31 X 4, 23.5X31X4) | 1501001208 - FILTER, 23 1/2 X 31 X 4, PLEATED MDL 40 HI-CAP MERV 10 (23 1/2X31X4, 23.5 X 31 X 4, 23.5X31X4) |  |  |  | 5 |  | 0 | 0 | January | 2027
B0054 CRU-1-2 Q | 001 | 000000039010 | 2027-01-10 00:14 | 1501003007 | FILTER, 20 X 24 X 4, PLEATED MDL 40 HI-CAP MERV 10 (20X24X4) | 1501003007 - FILTER, 20 X 24 X 4, PLEATED MDL 40 HI-CAP MERV 10 (20X24X4) |  |  |  | 1 |  | 0 | 0 | January | 2027
B0054 CRU-2-1 Q | 001 | 000000039018 | 2027-01-10 00:14 | 1501001930 | FILTER, 28.5 X 29.5 X 2, PLEATED MDL 40 HI-CAP MERV 10 (28.5X29.5X2, 28 1/2 X 29 1/2 X 2, 28 1/2X29 1/2X2) | 1501001930 - FILTER, 28.5 X 29.5 X 2, PLEATED MDL 40 HI-CAP MERV 10 (28.5X29.5X2, 28 1/2 X 29 1/2 X 2, 28 1/2X29 1/2X2) |  |  |  | 1 |  | 0 | 0 | January | 2027
B0054 CRU-2-2 Q | 001 | 000000039019 | 2027-01-10 00:14 | 1501001930 | FILTER, 28.5 X 29.5 X 2, PLEATED MDL 40 HI-CAP MERV 10 (28.5X29.5X2, 28 1/2 X 29 1/2 X 2, 28 1/2X29 1/2X2) | 1501001930 - FILTER, 28.5 X 29.5 X 2, PLEATED MDL 40 HI-CAP MERV 10 (28.5X29.5X2, 28 1/2 X 29 1/2 X 2, 28 1/2X29 1/2X2) |  |  |  | 1 |  | 0 | 0 | January | 2027
B0054 CRU-2-3 Q | 001 | 000000039020 | 2027-01-10 00:14 | 1501001930 | FILTER, 28.5 X 29.5 X 2, PLEATED MDL 40 HI-CAP MERV 10 (28.5X29.5X2, 28 1/2 X 29 1/2 X 2, 28 1/2X29 1/2X2) | 1501001930 - FILTER, 28.5 X 29.5 X 2, PLEATED MDL 40 HI-CAP MERV 10 (28.5X29.5X2, 28 1/2 X 29 1/2 X 2, 28 1/2X29 1/2X2) |  |  |  | 1 |  | 0 | 0 | January | 2027
B0054 CRU-2-4 Q | 001 | 000000039021 | 2027-01-10 00:14 | 1501001930 | FILTER, 28.5 X 29.5 X 2, PLEATED MDL 40 HI-CAP MERV 10 (28.5X29.5X2, 28 1/2 X 29 1/2 X 2, 28 1/2X29 1/2X2) | 1501001930 - FILTER, 28.5 X 29.5 X 2, PLEATED MDL 40 HI-CAP MERV 10 (28.5X29.5X2, 28 1/2 X 29 1/2 X 2, 28 1/2X29 1/2X2) |  |  |  | 1 |  | 0 | 0 | January | 2027
B0054 CRU-3-1 Q | 001 | 000000039125 | 2027-01-10 00:14 | 1501001163 | FILTER, 18 X 24 X 4, PLEATED MDL 40 HI-CAP MERV 10 (18X24X4) | 1501001163 - FILTER, 18 X 24 X 4, PLEATED MDL 40 HI-CAP MERV 10 (18X24X4) |  |  |  | 8 |  | 0 | 0 | January | 2027
B0054 CRU-3-2 Q | 001 | 000000039041 | 2027-01-10 00:14 | 1501001163 | FILTER, 18 X 24 X 4, PLEATED MDL 40 HI-CAP MERV 10 (18X24X4) | 1501001163 - FILTER, 18 X 24 X 4, PLEATED MDL 40 HI-CAP MERV 10 (18X24X4) |  |  |  | 8 |  | 0 | 0 | January | 2027
B0054 CRU-3-3 Q | 001 | 000000039042 | 2027-01-10 00:14 | 1501001163 | FILTER, 18 X 24 X 4, PLEATED MDL 40 HI-CAP MERV 10 (18X24X4) | 1501001163 - FILTER, 18 X 24 X 4, PLEATED MDL 40 HI-CAP MERV 10 (18X24X4) |  |  |  | 8 |  | 0 | 0 | January | 2027
B0075 AHU-9 A | 001 | 000000065132 | 2027-01-10 00:15 | 1501001323 | BELT, #5VX600 | 1501001323 - BELT, #5VX600 |  |  |  | 2 |  | 0 | 0 | January | 2027
B0075 AHU-9 A | 001 | 000000065132 | 2027-01-10 00:15 | 1501002208 | FILTER, BAG, 24X20X12, HEIGHT X WIDTH X DEPTH, (VERTICAL CONFIGURATION), MERV14A, CAMFIL 8P, 405619B12 (REPLACES 1501003005) | 1501002208 - FILTER, BAG, 24X20X12, HEIGHT X WIDTH X DEPTH, (VERTICAL CONFIGURATION), MERV14A, CAMFIL 8P, 405619B12 (REPLACES 1501003005) |  |  |  | 4 |  | 0 | 0 | January | 2027
B0075 AHU-9 A | 001 | 000000065132 | 2027-01-10 00:15 | 1501002204 | FILTER, BAG, 20X20X12, MERV14A, CAMFIL 8P, 405619D12 (REPLACES 1501001202) | 1501002204 - FILTER, BAG, 20X20X12, MERV14A, CAMFIL 8P, 405619D12 (REPLACES 1501001202) |  |  |  | 4 |  | 0 | 0 | January | 2027
B0075 AHU-OA Q | 001 | 000000065062 | 2027-01-10 00:15 | 1501002237 | FILTER, 30/30, DUAL 9, HIGH-CAPACITY, MERV 9, 20X25X2 | 1501002237 - FILTER, 30/30, DUAL 9, HIGH-CAPACITY, MERV 9, 20X25X2 |  |  |  | 3 |  | 16.46 | 49.38 | January | 2027
B0075 AHU-OA Q | 001 | 000000065062 | 2027-01-10 00:15 | 1501002236 | FILTER, 30/30, DUAL 9, HIGH-CAPACITY, MERV 9, 16X25X2 | 1501002236 - FILTER, 30/30, DUAL 9, HIGH-CAPACITY, MERV 9, 16X25X2 |  |  |  | 3 |  | 0 | 0 | January | 2027
ERU MLY CHK MT1 | 001 | 000000111022 | 2027-01-10 00:25 | 1501001167 | FILTER, 12 X 20 X 2, PLEATED MDL 40 HI-CAP MERV 10 (12X20X2) | 1501001167 - FILTER, 12 X 20 X 2, PLEATED MDL 40 HI-CAP MERV 10 (12X20X2) |  |  |  | 2 |  | 3.92 | 7.84 | January | 2027
ERU MLY CHK MT1 | 001 | 000000111022 | 2027-01-10 00:25 | 1501001910 | FILTER, 20 X 25 X 2, PLEATED MDL 40 HI-CAP MERV 10 (20X25X2) | 1501001910 - FILTER, 20 X 25 X 2, PLEATED MDL 40 HI-CAP MERV 10 (20X25X2) |  |  |  | 4 |  | 0 | 0 | January | 2027
FCU-Q-1-Z1 | 001 | 000000330026 | 2027-01-10 00:26 | 1501001617 | FILTER, 20 X 24 X 1, PLEATED MDL 40 HI-CAP MERV 10 (20X24X1) | 1501001617 - FILTER, 20 X 24 X 1, PLEATED MDL 40 HI-CAP MERV 10 (20X24X1) |  |  |  | 1 |  | 7.5693 | 7.5693 | January | 2027
FCU-Q-1-Z1 | 001 | 000000330027 | 2027-01-10 00:26 | 1501002235 | FILTER, 30/30, DUAL 9, HIGH-CAPACITY, MERV 9, 16X20X2 | 1501002235 - FILTER, 30/30, DUAL 9, HIGH-CAPACITY, MERV 9, 16X20X2 |  |  |  | 2 |  | 0 | 0 | January | 2027
FCU-Q-1-Z1 | 001 | 000000330028 | 2027-01-10 00:26 | 1501002236 | FILTER, 30/30, DUAL 9, HIGH-CAPACITY, MERV 9, 16X25X2 | 1501002236 - FILTER, 30/30, DUAL 9, HIGH-CAPACITY, MERV 9, 16X25X2 |  |  |  | 1 |  | 0 | 0 | January | 2027
FCU-Q-1-Z1 | 001 | 000000330029 | 2027-01-10 00:26 | 1501002236 | FILTER, 30/30, DUAL 9, HIGH-CAPACITY, MERV 9, 16X25X2 | 1501002236 - FILTER, 30/30, DUAL 9, HIGH-CAPACITY, MERV 9, 16X25X2 |  |  |  | 1 |  | 0 | 0 | January | 2027
B0093 AHU1-1 A | 001 | 000000080030 | 2027-01-11 00:16 | 1501001051 | BELT, #5VX650 | 1501001051 - BELT, #5VX650 |  |  |  | 3 |  | 18.6325 | 55.8975 | January | 2027
B0093 AHU1-1 A | 001 | 000000080030 | 2027-01-11 00:16 | 1501002210 | FILTER, BAG, 24X24X12, MERV14A, CAMFIL 10P, 405619A12 | 1501002210 - FILTER, BAG, 24X24X12, MERV14A, CAMFIL 10P, 405619A12 |  |  |  | 6 |  | 0 | 0 | January | 2027
B0093 AHU1-1 A | 001 | 000000080030 | 2027-01-11 00:16 | 1501002206 | FILTER, BAG, 20X24X12, HEIGHT X WIDTH X DEPTH, (HORIZONTAL CONFIGURATION), MERV14A, CAMFIL 10P, 405619E12 (REPLACES 1501003005) | 1501002206 - FILTER, BAG, 20X24X12, HEIGHT X WIDTH X DEPTH, (HORIZONTAL CONFIGURATION), MERV14A, CAMFIL 10P, 405619E12 (REPLACES 1501003005) |  |  |  | 4 |  | 0 | 0 | January | 2027
B0093 AHU1-1 A | 001 | 000000080030 | 2027-01-11 00:16 | 1501002202 | FILTER, BAG, 24X12X12, HEIGHT X WIDTH X DEPTH, (VERTICAL CONFIGURATION), MERV14A, CAMFIL 5P, 405619C12 | 1501002202 - FILTER, BAG, 24X12X12, HEIGHT X WIDTH X DEPTH, (VERTICAL CONFIGURATION), MERV14A, CAMFIL 5P, 405619C12 |  |  |  | 4 |  | 0 | 0 | January | 2027
B0093 AHU1-2 A | 001 | 000000080036 | 2027-01-11 00:16 | 1501001398 | BELT, #BX-45, BX45 (COG TYPE) | 1501001398 - BELT, #BX-45, BX45 (COG TYPE) |  |  |  | 3 |  | 9.3745 | 28.1235 | January | 2027
B0093 AHU1-2 A | 001 | 000000080036 | 2027-01-11 00:16 | 1501002206 | FILTER, BAG, 20X24X12, HEIGHT X WIDTH X DEPTH, (HORIZONTAL CONFIGURATION), MERV14A, CAMFIL 10P, 405619E12 (REPLACES 1501003005) | 1501002206 - FILTER, BAG, 20X24X12, HEIGHT X WIDTH X DEPTH, (HORIZONTAL CONFIGURATION), MERV14A, CAMFIL 10P, 405619E12 (REPLACES 1501003005) |  |  |  | 2 |  | 0 | 0 | January | 2027
B0093 AHU1-2 A | 001 | 000000080036 | 2027-01-11 00:16 | 1501002210 | FILTER, BAG, 24X24X12, MERV14A, CAMFIL 10P, 405619A12 | 1501002210 - FILTER, BAG, 24X24X12, MERV14A, CAMFIL 10P, 405619A12 |  |  |  | 6 |  | 0 | 0 | January | 2027
B0093 AHU2-1 A | 001 | 000000080049 | 2027-01-11 00:16 | 1501001398 | BELT, #BX-45, BX45 (COG TYPE) | 1501001398 - BELT, #BX-45, BX45 (COG TYPE) |  |  |  | 3 |  | 9.3745 | 28.1235 | January | 2027
B0093 AHU2-1 A | 001 | 000000080049 | 2027-01-11 00:16 | 1501002206 | FILTER, BAG, 20X24X12, HEIGHT X WIDTH X DEPTH, (HORIZONTAL CONFIGURATION), MERV14A, CAMFIL 10P, 405619E12 (REPLACES 1501003005) | 1501002206 - FILTER, BAG, 20X24X12, HEIGHT X WIDTH X DEPTH, (HORIZONTAL CONFIGURATION), MERV14A, CAMFIL 10P, 405619E12 (REPLACES 1501003005) |  |  |  | 2 |  | 0 | 0 | January | 2027
B0093 AHU2-1 A | 001 | 000000080049 | 2027-01-11 00:16 | 1501002210 | FILTER, BAG, 24X24X12, MERV14A, CAMFIL 10P, 405619A12 | 1501002210 - FILTER, BAG, 24X24X12, MERV14A, CAMFIL 10P, 405619A12 |  |  |  | 12 |  | 0 | 0 | January | 2027
B0093 AHU4-1 A | 001 | 000000080085 | 2027-01-12 00:16 | 1501001558 | BELT, #5VX740 | 1501001558 - BELT, #5VX740 |  |  |  | 4 |  | 20.9783 | 83.9132 | January | 2027
B0093 AHU4-1 A | 001 | 000000080085 | 2027-01-12 00:16 | 1501002210 | FILTER, BAG, 24X24X12, MERV14A, CAMFIL 10P, 405619A12 | 1501002210 - FILTER, BAG, 24X24X12, MERV14A, CAMFIL 10P, 405619A12 |  |  |  | 6 |  | 0 | 0 | January | 2027
B0093 AHU4-1 A | 001 | 000000080085 | 2027-01-12 00:16 | 1501002206 | FILTER, BAG, 20X24X12, HEIGHT X WIDTH X DEPTH, (HORIZONTAL CONFIGURATION), MERV14A, CAMFIL 10P, 405619E12 (REPLACES 1501003005) | 1501002206 - FILTER, BAG, 20X24X12, HEIGHT X WIDTH X DEPTH, (HORIZONTAL CONFIGURATION), MERV14A, CAMFIL 10P, 405619E12 (REPLACES 1501003005) |  |  |  | 4 |  | 0 | 0 | January | 2027
B0093 AHU4-1 A | 001 | 000000080085 | 2027-01-12 00:16 | 1501002200 | FILTER, BAG, 12X24X12, HEIGHT X WIDTH X DEPTH, (HORIZONTAL CONFIGURATION), MERV14A, CAMFIL 10P, 405619F12 | 1501002200 - FILTER, BAG, 12X24X12, HEIGHT X WIDTH X DEPTH, (HORIZONTAL CONFIGURATION), MERV14A, CAMFIL 10P, 405619F12 |  |  |  | 2 |  | 78.19 | 156.38 | January | 2027
B0093 AHU4-1 A | 001 | 000000080085 | 2027-01-12 00:16 | 1501002202 | FILTER, BAG, 24X12X12, HEIGHT X WIDTH X DEPTH, (VERTICAL CONFIGURATION), MERV14A, CAMFIL 5P, 405619C12 | 1501002202 - FILTER, BAG, 24X12X12, HEIGHT X WIDTH X DEPTH, (VERTICAL CONFIGURATION), MERV14A, CAMFIL 5P, 405619C12 |  |  |  | 5 |  | 0 | 0 | January | 2027
B0093 AHU4-2 A | 001 | 000000080098 | 2027-01-12 00:16 | 1501001405 | BELT, #BX-59, BX59 (COG TYPE) | 1501001405 - BELT, #BX-59, BX59 (COG TYPE) |  |  |  | 2 |  | 12.865 | 25.73 | January | 2027
B0093 AHU4-2 A | 001 | 000000080098 | 2027-01-12 00:16 | 1501002210 | FILTER, BAG, 24X24X12, MERV14A, CAMFIL 10P, 405619A12 | 1501002210 - FILTER, BAG, 24X24X12, MERV14A, CAMFIL 10P, 405619A12 |  |  |  | 4 |  | 0 | 0 | January | 2027
B0093 AHU4-2 A | 001 | 000000080098 | 2027-01-12 00:16 | 1501002200 | FILTER, BAG, 12X24X12, HEIGHT X WIDTH X DEPTH, (HORIZONTAL CONFIGURATION), MERV14A, CAMFIL 10P, 405619F12 | 1501002200 - FILTER, BAG, 12X24X12, HEIGHT X WIDTH X DEPTH, (HORIZONTAL CONFIGURATION), MERV14A, CAMFIL 10P, 405619F12 |  |  |  | 2 |  | 78.19 | 156.38 | January | 2027
B0093 AHU4-3 A | 001 | 000000080112 | 2027-01-12 00:16 | 1501001315 | BELT, #5VX470 | 1501001315 - BELT, #5VX470 |  |  |  | 2 |  | 0 | 0 | January | 2027
B0093 AHU4-3 A | 001 | 000000080112 | 2027-01-12 00:16 | 1501002206 | FILTER, BAG, 20X24X12, HEIGHT X WIDTH X DEPTH, (HORIZONTAL CONFIGURATION), MERV14A, CAMFIL 10P, 405619E12 (REPLACES 1501003005) | 1501002206 - FILTER, BAG, 20X24X12, HEIGHT X WIDTH X DEPTH, (HORIZONTAL CONFIGURATION), MERV14A, CAMFIL 10P, 405619E12 (REPLACES 1501003005) |  |  |  | 2 |  | 0 | 0 | January | 2027
B0093 AHU4-3 A | 001 | 000000080112 | 2027-01-12 00:16 | 1501002210 | FILTER, BAG, 24X24X12, MERV14A, CAMFIL 10P, 405619A12 | 1501002210 - FILTER, BAG, 24X24X12, MERV14A, CAMFIL 10P, 405619A12 |  |  |  | 6 |  | 0 | 0 | January | 2027
B0094 AHU-1 A | 001 | 000000081045 | 2027-01-13 00:16 | 1501001318 | BELT, #5VX530 | 1501001318 - BELT, #5VX530 |  |  |  | 2 |  | 17.3434 | 34.6868 | January | 2027
B0094 AHU-1 A | 001 | 000000081045 | 2027-01-13 00:16 | 1501002200 | FILTER, BAG, 12X24X12, HEIGHT X WIDTH X DEPTH, (HORIZONTAL CONFIGURATION), MERV14A, CAMFIL 10P, 405619F12 | 1501002200 - FILTER, BAG, 12X24X12, HEIGHT X WIDTH X DEPTH, (HORIZONTAL CONFIGURATION), MERV14A, CAMFIL 10P, 405619F12 |  |  |  | 2 |  | 78.19 | 156.38 | January | 2027
B0094 AHU-1 A | 001 | 000000081045 | 2027-01-13 00:16 | 1501002210 | FILTER, BAG, 24X24X12, MERV14A, CAMFIL 10P, 405619A12 | 1501002210 - FILTER, BAG, 24X24X12, MERV14A, CAMFIL 10P, 405619A12 |  |  |  | 8 |  | 0 | 0 | January | 2027
B0094 AHU-2 A | 001 | 000000081068 | 2027-01-13 00:16 | 1501001316 | BELT, #5VX490 | 1501001316 - BELT, #5VX490 |  |  |  | 1 |  | 16.0625 | 16.0625 | January | 2027
B0094 AHU-2 A | 001 | 000000081068 | 2027-01-13 00:16 | 1501002208 | FILTER, BAG, 24X20X12, HEIGHT X WIDTH X DEPTH, (VERTICAL CONFIGURATION), MERV14A, CAMFIL 8P, 405619B12 (REPLACES 1501003005) | 1501002208 - FILTER, BAG, 24X20X12, HEIGHT X WIDTH X DEPTH, (VERTICAL CONFIGURATION), MERV14A, CAMFIL 8P, 405619B12 (REPLACES 1501003005) |  |  |  | 6 |  | 0 | 0 | January | 2027
B0053 AHUA3 A | 001 | 000000038919 | 2027-01-17 00:14 | 1501001122 | FILTER, 16 X 25 X 2, PLEATED MDL 40 HI-CAP MERV 10 (16X25X2) | 1501001122 - FILTER, 16 X 25 X 2, PLEATED MDL 40 HI-CAP MERV 10 (16X25X2) |  |  |  | 3 |  | 0 | 0 | January | 2027
B0053 AHUA3 A | 001 | 000000038919 | 2027-01-17 00:14 | 1501001910 | FILTER, 20 X 25 X 2, PLEATED MDL 40 HI-CAP MERV 10 (20X25X2) | 1501001910 - FILTER, 20 X 25 X 2, PLEATED MDL 40 HI-CAP MERV 10 (20X25X2) |  |  |  | 4 |  | 0 | 0 | January | 2027
B0053 AHUA3 A | 001 | 000000038919 | 2027-01-17 00:14 | 1501001175 | FILTER, MERV 13, 16 X 25 X 4, PLEATED MDL 40 HI-CAP (16X25X4) | 1501001175 - FILTER, MERV 13, 16 X 25 X 4, PLEATED MDL 40 HI-CAP (16X25X4) |  |  |  | 3 |  | 0 | 0 | January | 2027
B0053 AHUA3 A | 001 | 000000038919 | 2027-01-17 00:14 | 1501003031 | FILTER, 20 X 25 X 4, MERV 14, (20X25X4) | 1501003031 - FILTER, 20 X 25 X 4, MERV 14, (20X25X4) |  |  |  | 4 |  | 0 | 0 | January | 2027
B0094 AHU-3 A | 001 | 000000081129 | 2027-01-17 00:16 | 1501001314 | BELT, #5VX450 | 1501001314 - BELT, #5VX450 |  |  |  | 3 |  | 14.18 | 42.54 | January | 2027
B0094 AHU-3 A | 001 | 000000081129 | 2027-01-17 00:16 | 1501002210 | FILTER, BAG, 24X24X12, MERV14A, CAMFIL 10P, 405619A12 | 1501002210 - FILTER, BAG, 24X24X12, MERV14A, CAMFIL 10P, 405619A12 |  |  |  | 8 |  | 0 | 0 | January | 2027
B0094 ERV-1 A | 001 | 000000081130 | 2027-01-17 00:16 | 1501001424 | BELT, #BX-78, BX78 (COG TYPE) | 1501001424 - BELT, #BX-78, BX78 (COG TYPE) |  |  |  | 2 |  | 16.7023 | 33.4046 | January | 2027
B0094 ERV-1 A | 001 | 000000081130 | 2027-01-17 00:16 | 1501001436 | BELT, #BX-85, BX85 (COG TYPE) | 1501001436 - BELT, #BX-85, BX85 (COG TYPE) |  |  |  | 1 |  | 0 | 0 | January | 2027
B0094 ERV-1 A | 001 | 000000081130 | 2027-01-17 00:16 | 1501002236 | FILTER, 30/30, DUAL 9, HIGH-CAPACITY, MERV 9, 16X25X2 | 1501002236 - FILTER, 30/30, DUAL 9, HIGH-CAPACITY, MERV 9, 16X25X2 |  |  |  | 7 |  | 0 | 0 | January | 2027
B0051 AHU12 Q | 001 | 000006093643 | 2027-01-18 00:13 | 1501001119 | FILTER, 24 X 24 X 2, PLEATED MDL 40 HI-CAP MERV 10 (24X24X2) | 1501001119 - FILTER, 24 X 24 X 2, PLEATED MDL 40 HI-CAP MERV 10 (24X24X2) |  |  |  | 2 |  | 0 | 0 | January | 2027
B0051 AHU12 Q | 001 | 000006093643 | 2027-01-18 00:13 | 1501001125 | FILTER, 12 X 24 X 2, PLEATED MDL 40 HI-CAP MERV 10 (12X24X2) | 1501001125 - FILTER, 12 X 24 X 2, PLEATED MDL 40 HI-CAP MERV 10 (12X24X2) |  |  |  | 2 |  | 0 | 0 | January | 2027
B0051 AHU6 Q | 001 | 000007091694 | 2027-01-18 00:13 | 1501001119 | FILTER, 24 X 24 X 2, PLEATED MDL 40 HI-CAP MERV 10 (24X24X2) | 1501001119 - FILTER, 24 X 24 X 2, PLEATED MDL 40 HI-CAP MERV 10 (24X24X2) |  |  |  | 6 |  | 0 | 0 | January | 2027
B0051 AHU7 Q | 001 | 000007091685 | 2027-01-18 00:13 | 1501001119 | FILTER, 24 X 24 X 2, PLEATED MDL 40 HI-CAP MERV 10 (24X24X2) | 1501001119 - FILTER, 24 X 24 X 2, PLEATED MDL 40 HI-CAP MERV 10 (24X24X2) |  |  |  | 6 |  | 0 | 0 | January | 2027
B0051 AHU7 Q | 001 | 000007091685 | 2027-01-18 00:13 | 1501002210 | FILTER, BAG, 24X24X12, MERV14A, CAMFIL 10P, 405619A12 | 1501002210 - FILTER, BAG, 24X24X12, MERV14A, CAMFIL 10P, 405619A12 |  |  |  | 6 |  | 0 | 0 | January | 2027
B0098 AHU-8 Q | 001 | 000000003007 | 2027-01-18 00:16 | 1501002234 | FILTER, 30/30, DUAL 9, HIGH-CAPACITY, MERV 9, 24X24X2 | 1501002234 - FILTER, 30/30, DUAL 9, HIGH-CAPACITY, MERV 9, 24X24X2 |  |  |  | 1 |  | 0 | 0 | January | 2027
B0119M AHU24 A | 001 | 000000108003 | 2027-01-18 00:18 | 1501002206 | FILTER, BAG, 20X24X12, HEIGHT X WIDTH X DEPTH, (HORIZONTAL CONFIGURATION), MERV14A, CAMFIL 10P, 405619E12 (REPLACES 1501003005) | 1501002206 - FILTER, BAG, 20X24X12, HEIGHT X WIDTH X DEPTH, (HORIZONTAL CONFIGURATION), MERV14A, CAMFIL 10P, 405619E12 (REPLACES 1501003005) |  |  |  | 6 |  | 0 | 0 | January | 2027
B0119M AHU24 A | 001 | 000000108003 | 2027-01-18 00:18 | 1501001094 | FILTER, 20 X 24 X 2, PLEATED MDL 40 HI-CAP MERV 10 (20X24X2, 24X20X2, 24 X 20 X 2)) | 1501001094 - FILTER, 20 X 24 X 2, PLEATED MDL 40 HI-CAP MERV 10 (20X24X2, 24X20X2, 24 X 20 X 2)) |  |  |  | 6 |  | 0 | 0 | January | 2027
B0119M AHU24 A | 001 | 000000108003 | 2027-01-18 00:18 | 1501002281 | BELT, #AX-89, AX89 (COG TYPE) | 1501002281 - BELT, #AX-89, AX89 (COG TYPE) |  |  |  | 1 |  | 4.3867 | 4.3867 | January | 2027
B0119M AHU25 A | 001 | 000000108004 | 2027-01-18 00:18 | 1501001464 | BELT, #BX-93, BX93 (COG TYPE) | 1501001464 - BELT, #BX-93, BX93 (COG TYPE) |  |  |  | 3 |  | 19.8013 | 59.4039 | January | 2027
B0119M AHU25 A | 001 | 000000108004 | 2027-01-18 00:18 | 1501002202 | FILTER, BAG, 24X12X12, HEIGHT X WIDTH X DEPTH, (VERTICAL CONFIGURATION), MERV14A, CAMFIL 5P, 405619C12 | 1501002202 - FILTER, BAG, 24X12X12, HEIGHT X WIDTH X DEPTH, (VERTICAL CONFIGURATION), MERV14A, CAMFIL 5P, 405619C12 |  |  |  | 2 |  | 0 | 0 | January | 2027
B0119M AHU25 A | 001 | 000000108004 | 2027-01-18 00:18 | 1501002210 | FILTER, BAG, 24X24X12, MERV14A, CAMFIL 10P, 405619A12 | 1501002210 - FILTER, BAG, 24X24X12, MERV14A, CAMFIL 10P, 405619A12 |  |  |  | 6 |  | 0 | 0 | January | 2027
B0154 AHU-1 M1 | 001 | 000000129019 | 2027-01-18 00:20 | 1501002236 | FILTER, 30/30, DUAL 9, HIGH-CAPACITY, MERV 9, 16X25X2 | 1501002236 - FILTER, 30/30, DUAL 9, HIGH-CAPACITY, MERV 9, 16X25X2 |  |  |  | 12 |  | 0 | 0 | January | 2027
B0051 EF-28 | 001 | 000090002555 | 2027-01-19 00:13 | 1501001884 | FILTER, 10X18X1, PLEATED MDL 40 HI-CAP MERV 10 (10 X 18 X 1) | 1501001884 - FILTER, 10X18X1, PLEATED MDL 40 HI-CAP MERV 10 (10 X 18 X 1) |  |  |  | 6 |  | 0 | 0 | January | 2027
B0075 AHU-8 A | 001 | 000000065131 | 2027-01-19 00:15 | 1501001323 | BELT, #5VX600 | 1501001323 - BELT, #5VX600 |  |  |  | 2 |  | 0 | 0 | January | 2027
B0075 AHU-8 A | 001 | 000000065131 | 2027-01-19 00:15 | 1501002208 | FILTER, BAG, 24X20X12, HEIGHT X WIDTH X DEPTH, (VERTICAL CONFIGURATION), MERV14A, CAMFIL 8P, 405619B12 (REPLACES 1501003005) | 1501002208 - FILTER, BAG, 24X20X12, HEIGHT X WIDTH X DEPTH, (VERTICAL CONFIGURATION), MERV14A, CAMFIL 8P, 405619B12 (REPLACES 1501003005) |  |  |  | 4 |  | 0 | 0 | January | 2027
B0075 AHU-8 A | 001 | 000000065131 | 2027-01-19 00:15 | 1501002204 | FILTER, BAG, 20X20X12, MERV14A, CAMFIL 8P, 405619D12 (REPLACES 1501001202) | 1501002204 - FILTER, BAG, 20X20X12, MERV14A, CAMFIL 8P, 405619D12 (REPLACES 1501001202) |  |  |  | 4 |  | 0 | 0 | January | 2027
B0119T AHU12 A | 001 | 000000109000 | 2027-01-19 00:18 | 1501002204 | FILTER, BAG, 20X20X12, MERV14A, CAMFIL 8P, 405619D12 (REPLACES 1501001202) | 1501002204 - FILTER, BAG, 20X20X12, MERV14A, CAMFIL 8P, 405619D12 (REPLACES 1501001202) |  |  |  | 2 |  | 0 | 0 | January | 2027
B0119T AHU12 A | 001 | 000000109000 | 2027-01-19 00:18 | 1501001308 | BELT, #4L490 | 1501001308 - BELT, #4L490 |  |  |  | 1 |  | 2.8744 | 2.8744 | January | 2027
B0119T AHU13 A | 001 | 000000109001 | 2027-01-19 00:18 | 1501002204 | FILTER, BAG, 20X20X12, MERV14A, CAMFIL 8P, 405619D12 (REPLACES 1501001202) | 1501002204 - FILTER, BAG, 20X20X12, MERV14A, CAMFIL 8P, 405619D12 (REPLACES 1501001202) |  |  |  | 2 |  | 0 | 0 | January | 2027
0051 FLT BW | 001 | 005102100000 | 2027-01-20 00:06 | 1501001121 | FILTER, 20 X 20 X 2, PLEATED MDL 40 STANDARD MERV 10 (20X20X2) | 1501001121 - FILTER, 20 X 20 X 2, PLEATED MDL 40 STANDARD MERV 10 (20X20X2) |  |  |  | 2 |  | 0 | 0 | January | 2027
0051 FLT BW | 001 | 005102120000 | 2027-01-20 00:06 | 1501001121 | FILTER, 20 X 20 X 2, PLEATED MDL 40 STANDARD MERV 10 (20X20X2) | 1501001121 - FILTER, 20 X 20 X 2, PLEATED MDL 40 STANDARD MERV 10 (20X20X2) |  |  |  | 2 |  | 0 | 0 | January | 2027
0051 FLT BW | 001 | 005102160000 | 2027-01-20 00:06 | 1501001121 | FILTER, 20 X 20 X 2, PLEATED MDL 40 STANDARD MERV 10 (20X20X2) | 1501001121 - FILTER, 20 X 20 X 2, PLEATED MDL 40 STANDARD MERV 10 (20X20X2) |  |  |  | 2 |  | 0 | 0 | January | 2027
0051 FLT BW | 001 | 005102200000 | 2027-01-20 00:06 | 1501001121 | FILTER, 20 X 20 X 2, PLEATED MDL 40 STANDARD MERV 10 (20X20X2) | 1501001121 - FILTER, 20 X 20 X 2, PLEATED MDL 40 STANDARD MERV 10 (20X20X2) |  |  |  | 3 |  | 0 | 0 | January | 2027
B0091 FCU Q | 001 | 000008091284 | 2027-01-20 00:16 | 1501001169 | FILTER, MERV 13, 16 X 20 X 2, PLEATED MDL 40 HI-CAP (16X20X2) | 1501001169 - FILTER, MERV 13, 16 X 20 X 2, PLEATED MDL 40 HI-CAP (16X20X2) |  |  |  | 2 |  | 0 | 0 | January | 2027
B0119T AHU14 A | 001 | 000000109002 | 2027-01-20 00:18 | 1501001429 | BELT, #BX-71, BX71 (COG TYPE) | 1501001429 - BELT, #BX-71, BX71 (COG TYPE) |  |  |  | 2 |  | 13.3845 | 26.769 | January | 2027
B0119T AHU14 A | 001 | 000000109002 | 2027-01-20 00:18 | 1501002210 | FILTER, BAG, 24X24X12, MERV14A, CAMFIL 10P, 405619A12 | 1501002210 - FILTER, BAG, 24X24X12, MERV14A, CAMFIL 10P, 405619A12 |  |  |  | 3 |  | 0 | 0 | January | 2027
B0119T AHU14 A | 001 | 000000109002 | 2027-01-20 00:18 | 1501002200 | FILTER, BAG, 12X24X12, HEIGHT X WIDTH X DEPTH, (HORIZONTAL CONFIGURATION), MERV14A, CAMFIL 10P, 405619F12 | 1501002200 - FILTER, BAG, 12X24X12, HEIGHT X WIDTH X DEPTH, (HORIZONTAL CONFIGURATION), MERV14A, CAMFIL 10P, 405619F12 |  |  |  | 3 |  | 78.19 | 234.57 | January | 2027
B0119T AHU21 A | 001 | 000000109003 | 2027-01-20 00:18 | 1501001431 | BELT, #BX-74, BX74 (COG TYPE) | 1501001431 - BELT, #BX-74, BX74 (COG TYPE) |  |  |  | 2 |  | 15.225 | 30.45 | January | 2027
B0119T AHU21 A | 001 | 000000109003 | 2027-01-20 00:18 | 1501001119 | FILTER, 24 X 24 X 2, PLEATED MDL 40 HI-CAP MERV 10 (24X24X2) | 1501001119 - FILTER, 24 X 24 X 2, PLEATED MDL 40 HI-CAP MERV 10 (24X24X2) |  |  |  | 3 |  | 0 | 0 | January | 2027
B0119T AHU21 A | 001 | 000000109003 | 2027-01-20 00:18 | 1501001125 | FILTER, 12 X 24 X 2, PLEATED MDL 40 HI-CAP MERV 10 (12X24X2) | 1501001125 - FILTER, 12 X 24 X 2, PLEATED MDL 40 HI-CAP MERV 10 (12X24X2) |  |  |  | 3 |  | 0 | 0 | January | 2027
B0119T AHU21 A | 001 | 000000109003 | 2027-01-20 00:18 | 1501002210 | FILTER, BAG, 24X24X12, MERV14A, CAMFIL 10P, 405619A12 | 1501002210 - FILTER, BAG, 24X24X12, MERV14A, CAMFIL 10P, 405619A12 |  |  |  | 3 |  | 0 | 0 | January | 2027
B0119T AHU21 A | 001 | 000000109003 | 2027-01-20 00:18 | 1501002200 | FILTER, BAG, 12X24X12, HEIGHT X WIDTH X DEPTH, (HORIZONTAL CONFIGURATION), MERV14A, CAMFIL 10P, 405619F12 | 1501002200 - FILTER, BAG, 12X24X12, HEIGHT X WIDTH X DEPTH, (HORIZONTAL CONFIGURATION), MERV14A, CAMFIL 10P, 405619F12 |  |  |  | 3 |  | 78.19 | 234.57 | January | 2027
B0140 AHU2 Q | 001 | 000000124037 | 2027-01-20 00:19 | 1501001910 | FILTER, 20 X 25 X 2, PLEATED MDL 40 HI-CAP MERV 10 (20X25X2) | 1501001910 - FILTER, 20 X 25 X 2, PLEATED MDL 40 HI-CAP MERV 10 (20X25X2) |  |  |  | 4 |  | 0 | 0 | January | 2027
B0140 AHU3 Q | 001 | 000000124053 | 2027-01-20 00:19 | 1501001167 | FILTER, 12 X 20 X 2, PLEATED MDL 40 HI-CAP MERV 10 (12X20X2) | 1501001167 - FILTER, 12 X 20 X 2, PLEATED MDL 40 HI-CAP MERV 10 (12X20X2) |  |  |  | 2 |  | 3.92 | 7.84 | January | 2027
B0140 AHU3 Q | 001 | 000000124053 | 2027-01-20 00:19 | 1501001910 | FILTER, 20 X 25 X 2, PLEATED MDL 40 HI-CAP MERV 10 (20X25X2) | 1501001910 - FILTER, 20 X 25 X 2, PLEATED MDL 40 HI-CAP MERV 10 (20X25X2) |  |  |  | 2 |  | 0 | 0 | January | 2027
B0053 AHU-1 A | 001 | 000000038024 | 2027-01-24 00:14 | 1501002234 | FILTER, 30/30, DUAL 9, HIGH-CAPACITY, MERV 9, 24X24X2 | 1501002234 - FILTER, 30/30, DUAL 9, HIGH-CAPACITY, MERV 9, 24X24X2 |  |  |  | 3 |  | 0 | 0 | January | 2027
B0053 AHU-1 A | 001 | 000000038024 | 2027-01-24 00:14 | 1501002202 | FILTER, BAG, 24X12X12, HEIGHT X WIDTH X DEPTH, (VERTICAL CONFIGURATION), MERV14A, CAMFIL 5P, 405619C12 | 1501002202 - FILTER, BAG, 24X12X12, HEIGHT X WIDTH X DEPTH, (VERTICAL CONFIGURATION), MERV14A, CAMFIL 5P, 405619C12 |  |  |  | 3 |  | 0 | 0 | January | 2027
B0053 AHU-1 A | 001 | 000000038024 | 2027-01-24 00:14 | 1501002208 | FILTER, BAG, 24X20X12, HEIGHT X WIDTH X DEPTH, (VERTICAL CONFIGURATION), MERV14A, CAMFIL 8P, 405619B12 (REPLACES 1501003005) | 1501002208 - FILTER, BAG, 24X20X12, HEIGHT X WIDTH X DEPTH, (VERTICAL CONFIGURATION), MERV14A, CAMFIL 8P, 405619B12 (REPLACES 1501003005) |  |  |  | 3 |  | 0 | 0 | January | 2027
B0053 AHU-1 A | 001 | 000000038024 | 2027-01-24 00:14 | 1501002210 | FILTER, BAG, 24X24X12, MERV14A, CAMFIL 10P, 405619A12 | 1501002210 - FILTER, BAG, 24X24X12, MERV14A, CAMFIL 10P, 405619A12 |  |  |  | 12 |  | 0 | 0 | January | 2027
B0053 AHU-2 A | 001 | 000000038018 | 2027-01-24 00:14 | 1501002234 | FILTER, 30/30, DUAL 9, HIGH-CAPACITY, MERV 9, 24X24X2 | 1501002234 - FILTER, 30/30, DUAL 9, HIGH-CAPACITY, MERV 9, 24X24X2 |  |  |  | 3 |  | 0 | 0 | January | 2027
B0053 AHU-2 A | 001 | 000000038018 | 2027-01-24 00:14 | 1501002202 | FILTER, BAG, 24X12X12, HEIGHT X WIDTH X DEPTH, (VERTICAL CONFIGURATION), MERV14A, CAMFIL 5P, 405619C12 | 1501002202 - FILTER, BAG, 24X12X12, HEIGHT X WIDTH X DEPTH, (VERTICAL CONFIGURATION), MERV14A, CAMFIL 5P, 405619C12 |  |  |  | 3 |  | 0 | 0 | January | 2027
B0053 AHU-2 A | 001 | 000000038018 | 2027-01-24 00:14 | 1501002208 | FILTER, BAG, 24X20X12, HEIGHT X WIDTH X DEPTH, (VERTICAL CONFIGURATION), MERV14A, CAMFIL 8P, 405619B12 (REPLACES 1501003005) | 1501002208 - FILTER, BAG, 24X20X12, HEIGHT X WIDTH X DEPTH, (VERTICAL CONFIGURATION), MERV14A, CAMFIL 8P, 405619B12 (REPLACES 1501003005) |  |  |  | 3 |  | 0 | 0 | January | 2027
B0053 AHU-2 A | 001 | 000000038018 | 2027-01-24 00:14 | 1501002210 | FILTER, BAG, 24X24X12, MERV14A, CAMFIL 10P, 405619A12 | 1501002210 - FILTER, BAG, 24X24X12, MERV14A, CAMFIL 10P, 405619A12 |  |  |  | 12 |  | 0 | 0 | January | 2027
B0053 AHU-6 A | 001 | 000000038022 | 2027-01-24 00:14 | 1501001318 | BELT, #5VX530 | 1501001318 - BELT, #5VX530 |  |  |  | 1 |  | 17.3434 | 17.3434 | January | 2027
B0053 AHU-6 A | 001 | 000000038022 | 2027-01-24 00:14 | 1501002210 | FILTER, BAG, 24X24X12, MERV14A, CAMFIL 10P, 405619A12 | 1501002210 - FILTER, BAG, 24X24X12, MERV14A, CAMFIL 10P, 405619A12 |  |  |  | 8 |  | 0 | 0 | January | 2027
B0053 AHU-6 A | 001 | 000000038022 | 2027-01-24 00:14 | 1501002234 | FILTER, 30/30, DUAL 9, HIGH-CAPACITY, MERV 9, 24X24X2 | 1501002234 - FILTER, 30/30, DUAL 9, HIGH-CAPACITY, MERV 9, 24X24X2 |  |  |  | 1 |  | 0 | 0 | January | 2027
B0053 AHU-6 A | 001 | 000000038022 | 2027-01-24 00:14 | 1501002235 | FILTER, 30/30, DUAL 9, HIGH-CAPACITY, MERV 9, 16X20X2 | 1501002235 - FILTER, 30/30, DUAL 9, HIGH-CAPACITY, MERV 9, 16X20X2 |  |  |  | 4 |  | 0 | 0 | January | 2027
B0053 AHU-6 A | 001 | 000000038022 | 2027-01-24 00:14 | 1501002237 | FILTER, 30/30, DUAL 9, HIGH-CAPACITY, MERV 9, 20X25X2 | 1501002237 - FILTER, 30/30, DUAL 9, HIGH-CAPACITY, MERV 9, 20X25X2 |  |  |  | 4 |  | 16.46 | 65.84 | January | 2027
B0119M AHU11 A | 001 | 000000108002 | 2027-01-24 00:18 | 1501002210 | FILTER, BAG, 24X24X12, MERV14A, CAMFIL 10P, 405619A12 | 1501002210 - FILTER, BAG, 24X24X12, MERV14A, CAMFIL 10P, 405619A12 |  |  |  | 6 |  | 0 | 0 | January | 2027
B0119M AHU11 A | 001 | 000000108002 | 2027-01-24 00:18 | 1501002202 | FILTER, BAG, 24X12X12, HEIGHT X WIDTH X DEPTH, (VERTICAL CONFIGURATION), MERV14A, CAMFIL 5P, 405619C12 | 1501002202 - FILTER, BAG, 24X12X12, HEIGHT X WIDTH X DEPTH, (VERTICAL CONFIGURATION), MERV14A, CAMFIL 5P, 405619C12 |  |  |  | 2 |  | 0 | 0 | January | 2027
B0119M AHU11 A | 001 | 000000108002 | 2027-01-24 00:18 | 1501002231 | FILTER, 30/30, DUAL 9, HIGH-CAPACITY, MERV 9, 12X24X2 | 1501002231 - FILTER, 30/30, DUAL 9, HIGH-CAPACITY, MERV 9, 12X24X2 |  |  |  | 2 |  | 0 | 0 | January | 2027
B0119M AHU11 A | 001 | 000000108002 | 2027-01-24 00:18 | 1501002234 | FILTER, 30/30, DUAL 9, HIGH-CAPACITY, MERV 9, 24X24X2 | 1501002234 - FILTER, 30/30, DUAL 9, HIGH-CAPACITY, MERV 9, 24X24X2 |  |  |  | 6 |  | 0 | 0 | January | 2027
B0119T AHU23 A | 001 | 000000109005 | 2027-01-24 00:18 | 1501001347 | BELT, #AX-32, AX32 (COG TYPE) | 1501001347 - BELT, #AX-32, AX32 (COG TYPE) |  |  |  | 1 |  | 5.5372 | 5.5372 | January | 2027
B0119T AHU23 A | 001 | 000000109005 | 2027-01-24 00:18 | 1501002202 | FILTER, BAG, 24X12X12, HEIGHT X WIDTH X DEPTH, (VERTICAL CONFIGURATION), MERV14A, CAMFIL 5P, 405619C12 | 1501002202 - FILTER, BAG, 24X12X12, HEIGHT X WIDTH X DEPTH, (VERTICAL CONFIGURATION), MERV14A, CAMFIL 5P, 405619C12 |  |  |  | 3 |  | 0 | 0 | January | 2027
B0119T AHU23 A | 001 | 000000109005 | 2027-01-24 00:18 | 1501002208 | FILTER, BAG, 24X20X12, HEIGHT X WIDTH X DEPTH, (VERTICAL CONFIGURATION), MERV14A, CAMFIL 8P, 405619B12 (REPLACES 1501003005) | 1501002208 - FILTER, BAG, 24X20X12, HEIGHT X WIDTH X DEPTH, (VERTICAL CONFIGURATION), MERV14A, CAMFIL 8P, 405619B12 (REPLACES 1501003005) |  |  |  | 1 |  | 0 | 0 | January | 2027
FCU-4M-SERV T1 | 001 | 000000111011 | 2027-01-24 00:26 | 1501001529 | FILTER, 8.875 X 61.125 X 1, PLEATED MDL 40 HI-CAP MERV 10 (8 7/8 X 61 1/8 X1, 8 7/8X61 1/8X1, 8.875X61.125X1) | 1501001529 - FILTER, 8.875 X 61.125 X 1, PLEATED MDL 40 HI-CAP MERV 10 (8 7/8 X 61 1/8 X1, 8 7/8X61 1/8X1, 8.875X61.125X1) |  |  |  | 1 |  | 16.89 | 16.89 | January | 2027
B0053 AHU-3 A | 001 | 000000038019 | 2027-01-25 00:14 | 1501002234 | FILTER, 30/30, DUAL 9, HIGH-CAPACITY, MERV 9, 24X24X2 | 1501002234 - FILTER, 30/30, DUAL 9, HIGH-CAPACITY, MERV 9, 24X24X2 |  |  |  | 3 |  | 0 | 0 | January | 2027
B0053 AHU-3 A | 001 | 000000038019 | 2027-01-25 00:14 | 1501002202 | FILTER, BAG, 24X12X12, HEIGHT X WIDTH X DEPTH, (VERTICAL CONFIGURATION), MERV14A, CAMFIL 5P, 405619C12 | 1501002202 - FILTER, BAG, 24X12X12, HEIGHT X WIDTH X DEPTH, (VERTICAL CONFIGURATION), MERV14A, CAMFIL 5P, 405619C12 |  |  |  | 3 |  | 0 | 0 | January | 2027
B0053 AHU-3 A | 001 | 000000038019 | 2027-01-25 00:14 | 1501002208 | FILTER, BAG, 24X20X12, HEIGHT X WIDTH X DEPTH, (VERTICAL CONFIGURATION), MERV14A, CAMFIL 8P, 405619B12 (REPLACES 1501003005) | 1501002208 - FILTER, BAG, 24X20X12, HEIGHT X WIDTH X DEPTH, (VERTICAL CONFIGURATION), MERV14A, CAMFIL 8P, 405619B12 (REPLACES 1501003005) |  |  |  | 3 |  | 0 | 0 | January | 2027
B0053 AHU-3 A | 001 | 000000038019 | 2027-01-25 00:14 | 1501002210 | FILTER, BAG, 24X24X12, MERV14A, CAMFIL 10P, 405619A12 | 1501002210 - FILTER, BAG, 24X24X12, MERV14A, CAMFIL 10P, 405619A12 |  |  |  | 12 |  | 0 | 0 | January | 2027
B0078 DAHU1 Q | 001 | 000003090009 | 2027-01-25 00:15 | 1501001881 | FILTER, 22 X 24 X 1, PLEATED MDL 40 HI-CAP MERV 10 (22X24X1) | 1501001881 - FILTER, 22 X 24 X 1, PLEATED MDL 40 HI-CAP MERV 10 (22X24X1) |  |  |  | 1 |  | 0 | 0 | January | 2027
B0119M AHU15 A | 001 | 000000108085 | 2027-01-25 00:18 | 1501002210 | FILTER, BAG, 24X24X12, MERV14A, CAMFIL 10P, 405619A12 | 1501002210 - FILTER, BAG, 24X24X12, MERV14A, CAMFIL 10P, 405619A12 |  |  |  | 4 |  | 0 | 0 | January | 2027
B0119M AHU15 A | 001 | 000000108085 | 2027-01-25 00:18 | 1501001119 | FILTER, 24 X 24 X 2, PLEATED MDL 40 HI-CAP MERV 10 (24X24X2) | 1501001119 - FILTER, 24 X 24 X 2, PLEATED MDL 40 HI-CAP MERV 10 (24X24X2) |  |  |  | 2 |  | 0 | 0 | January | 2027
B0119T AHU22 A | 001 | 000000109004 | 2027-01-25 00:18 | 1501001435 | BELT, #BX-81, BX81 (COG TYPE) | 1501001435 - BELT, #BX-81, BX81 (COG TYPE) |  |  |  | 3 |  | 15.7099 | 47.1297 | January | 2027
B0119T AHU22 A | 001 | 000000109004 | 2027-01-25 00:18 | 1501002210 | FILTER, BAG, 24X24X12, MERV14A, CAMFIL 10P, 405619A12 | 1501002210 - FILTER, BAG, 24X24X12, MERV14A, CAMFIL 10P, 405619A12 |  |  |  | 6 |  | 0 | 0 | January | 2027
B0140 ERU-2 SA | 001 | 000000124038 | 2027-01-26 00:19 | 1501001910 | FILTER, 20 X 25 X 2, PLEATED MDL 40 HI-CAP MERV 10 (20X25X2) | 1501001910 - FILTER, 20 X 25 X 2, PLEATED MDL 40 HI-CAP MERV 10 (20X25X2) |  |  |  | 4 |  | 0 | 0 | January | 2027
B0140 ERU-1 SA | 001 | 000000124022 | 2027-01-27 00:19 | 1501001910 | FILTER, 20 X 25 X 2, PLEATED MDL 40 HI-CAP MERV 10 (20X25X2) | 1501001910 - FILTER, 20 X 25 X 2, PLEATED MDL 40 HI-CAP MERV 10 (20X25X2) |  |  |  | 4 |  | 0 | 0 | January | 2027
B0140 ERU-3 M1 | 001 | 000000124054 | 2027-01-27 00:19 | 1501001167 | FILTER, 12 X 20 X 2, PLEATED MDL 40 HI-CAP MERV 10 (12X20X2) | 1501001167 - FILTER, 12 X 20 X 2, PLEATED MDL 40 HI-CAP MERV 10 (12X20X2) |  |  |  | 2 |  | 3.92 | 7.84 | January | 2027
B0140 ERU-3 M1 | 001 | 000000124054 | 2027-01-27 00:19 | 1501001910 | FILTER, 20 X 25 X 2, PLEATED MDL 40 HI-CAP MERV 10 (20X25X2) | 1501001910 - FILTER, 20 X 25 X 2, PLEATED MDL 40 HI-CAP MERV 10 (20X25X2) |  |  |  | 2 |  | 0 | 0 | January | 2027
0045 FTU Q-11 | 001 | 000000031093 | 2027-02-01 00:05 | 1501001250 | FILTER, 14 X 24 X 1, PLEATED MDL 40 HI-CAP MERV 10 (14X24X1) | 1501001250 - FILTER, 14 X 24 X 1, PLEATED MDL 40 HI-CAP MERV 10 (14X24X1) |  |  |  | 1 |  | 0 | 0 | February | 2027
0045 FTU Q-11 | 001 | 000000031094 | 2027-02-01 00:05 | 1501001250 | FILTER, 14 X 24 X 1, PLEATED MDL 40 HI-CAP MERV 10 (14X24X1) | 1501001250 - FILTER, 14 X 24 X 1, PLEATED MDL 40 HI-CAP MERV 10 (14X24X1) |  |  |  | 1 |  | 0 | 0 | February | 2027
0045 FTU Q-11 | 001 | 000000031096 | 2027-02-01 00:05 | 1501001250 | FILTER, 14 X 24 X 1, PLEATED MDL 40 HI-CAP MERV 10 (14X24X1) | 1501001250 - FILTER, 14 X 24 X 1, PLEATED MDL 40 HI-CAP MERV 10 (14X24X1) |  |  |  | 1 |  | 0 | 0 | February | 2027
0045 FTU Q-11 | 001 | 000000031097 | 2027-02-01 00:05 | 1501001250 | FILTER, 14 X 24 X 1, PLEATED MDL 40 HI-CAP MERV 10 (14X24X1) | 1501001250 - FILTER, 14 X 24 X 1, PLEATED MDL 40 HI-CAP MERV 10 (14X24X1) |  |  |  | 1 |  | 0 | 0 | February | 2027
0045 FTU Q-11 | 001 | 000000031098 | 2027-02-01 00:05 | 1501001250 | FILTER, 14 X 24 X 1, PLEATED MDL 40 HI-CAP MERV 10 (14X24X1) | 1501001250 - FILTER, 14 X 24 X 1, PLEATED MDL 40 HI-CAP MERV 10 (14X24X1) |  |  |  | 1 |  | 0 | 0 | February | 2027
0045 FTU Q-11 | 001 | 000000031100 | 2027-02-01 00:05 | 1501001250 | FILTER, 14 X 24 X 1, PLEATED MDL 40 HI-CAP MERV 10 (14X24X1) | 1501001250 - FILTER, 14 X 24 X 1, PLEATED MDL 40 HI-CAP MERV 10 (14X24X1) |  |  |  | 1 |  | 0 | 0 | February | 2027
0045 FTU Q-11 | 001 | 000000031101 | 2027-02-01 00:05 | 1501001250 | FILTER, 14 X 24 X 1, PLEATED MDL 40 HI-CAP MERV 10 (14X24X1) | 1501001250 - FILTER, 14 X 24 X 1, PLEATED MDL 40 HI-CAP MERV 10 (14X24X1) |  |  |  | 1 |  | 0 | 0 | February | 2027
B0051 AHU11 M | 001 | 000000034012 | 2027-02-01 00:13 | 1501001175 | FILTER, MERV 13, 16 X 25 X 4, PLEATED MDL 40 HI-CAP (16X25X4) | 1501001175 - FILTER, MERV 13, 16 X 25 X 4, PLEATED MDL 40 HI-CAP (16X25X4) |  |  |  | 2 |  | 0 | 0 | February | 2027
B0051 AHU11 M | 001 | 000000034012 | 2027-02-01 00:13 | 1501001207 | FILTER, MERV 13, 16 X 20 X 4, PLEATED MDL 40 HI-CAP (16X20X4) | 1501001207 - FILTER, MERV 13, 16 X 20 X 4, PLEATED MDL 40 HI-CAP (16X20X4) |  |  |  | 4 |  | 0 | 0 | February | 2027
B0098 AHU-9 Q | 001 | 000000003008 | 2027-02-01 00:16 | 1501002234 | FILTER, 30/30, DUAL 9, HIGH-CAPACITY, MERV 9, 24X24X2 | 1501002234 - FILTER, 30/30, DUAL 9, HIGH-CAPACITY, MERV 9, 24X24X2 |  |  |  | 4 |  | 0 | 0 | February | 2027
B0154 DAHU-2 Q | 001 | 000000129069 | 2027-02-01 00:20 | 1501001139 | FILTER, 16 X 20 X 1, PLEATED MDL 40 HI-CAP MERV 10 (16X20X1) (ACTUAL SIZE: 15-1/2"X19-1/2"X3/4") | 1501001139 - FILTER, 16 X 20 X 1, PLEATED MDL 40 HI-CAP MERV 10 (16X20X1) (ACTUAL SIZE: 15-1/2"X19-1/2"X3/4") |  |  |  | 1 |  | 0 | 0 | February | 2027
0045 FTU Q-13 | 001 | 000000031118 | 2027-02-02 00:06 | 1501001250 | FILTER, 14 X 24 X 1, PLEATED MDL 40 HI-CAP MERV 10 (14X24X1) | 1501001250 - FILTER, 14 X 24 X 1, PLEATED MDL 40 HI-CAP MERV 10 (14X24X1) |  |  |  | 1 |  | 0 | 0 | February | 2027
0045 FTU Q-13 | 001 | 000000031119 | 2027-02-02 00:06 | 1501001250 | FILTER, 14 X 24 X 1, PLEATED MDL 40 HI-CAP MERV 10 (14X24X1) | 1501001250 - FILTER, 14 X 24 X 1, PLEATED MDL 40 HI-CAP MERV 10 (14X24X1) |  |  |  | 1 |  | 0 | 0 | February | 2027
0045 FTU Q-13 | 001 | 000000031120 | 2027-02-02 00:06 | 1501001250 | FILTER, 14 X 24 X 1, PLEATED MDL 40 HI-CAP MERV 10 (14X24X1) | 1501001250 - FILTER, 14 X 24 X 1, PLEATED MDL 40 HI-CAP MERV 10 (14X24X1) |  |  |  | 1 |  | 0 | 0 | February | 2027
0045 FTU Q-13 | 001 | 000000031132 | 2027-02-02 00:06 | 1501001250 | FILTER, 14 X 24 X 1, PLEATED MDL 40 HI-CAP MERV 10 (14X24X1) | 1501001250 - FILTER, 14 X 24 X 1, PLEATED MDL 40 HI-CAP MERV 10 (14X24X1) |  |  |  | 1 |  | 0 | 0 | February | 2027
0045 FTU Q-13 | 001 | 000000031133 | 2027-02-02 00:06 | 1501001250 | FILTER, 14 X 24 X 1, PLEATED MDL 40 HI-CAP MERV 10 (14X24X1) | 1501001250 - FILTER, 14 X 24 X 1, PLEATED MDL 40 HI-CAP MERV 10 (14X24X1) |  |  |  | 1 |  | 0 | 0 | February | 2027
0045 FTU Q-13 | 001 | 000000031134 | 2027-02-02 00:06 | 1501001250 | FILTER, 14 X 24 X 1, PLEATED MDL 40 HI-CAP MERV 10 (14X24X1) | 1501001250 - FILTER, 14 X 24 X 1, PLEATED MDL 40 HI-CAP MERV 10 (14X24X1) |  |  |  | 1 |  | 0 | 0 | February | 2027
0045 FTU Q-13 | 001 | 000000031135 | 2027-02-02 00:06 | 1501001250 | FILTER, 14 X 24 X 1, PLEATED MDL 40 HI-CAP MERV 10 (14X24X1) | 1501001250 - FILTER, 14 X 24 X 1, PLEATED MDL 40 HI-CAP MERV 10 (14X24X1) |  |  |  | 1 |  | 0 | 0 | February | 2027
0045 FTU Q-13 | 001 | 000000031137 | 2027-02-02 00:06 | 1501001250 | FILTER, 14 X 24 X 1, PLEATED MDL 40 HI-CAP MERV 10 (14X24X1) | 1501001250 - FILTER, 14 X 24 X 1, PLEATED MDL 40 HI-CAP MERV 10 (14X24X1) |  |  |  | 1 |  | 0 | 0 | February | 2027
B0051 EF-28 | 001 | 000090002555 | 2027-02-02 00:13 | 1501001884 | FILTER, 10X18X1, PLEATED MDL 40 HI-CAP MERV 10 (10 X 18 X 1) | 1501001884 - FILTER, 10X18X1, PLEATED MDL 40 HI-CAP MERV 10 (10 X 18 X 1) |  |  |  | 6 |  | 0 | 0 | February | 2027
0051 FLT BW | 001 | 005102100000 | 2027-02-03 00:06 | 1501001121 | FILTER, 20 X 20 X 2, PLEATED MDL 40 STANDARD MERV 10 (20X20X2) | 1501001121 - FILTER, 20 X 20 X 2, PLEATED MDL 40 STANDARD MERV 10 (20X20X2) |  |  |  | 2 |  | 0 | 0 | February | 2027
0051 FLT BW | 001 | 005102120000 | 2027-02-03 00:06 | 1501001121 | FILTER, 20 X 20 X 2, PLEATED MDL 40 STANDARD MERV 10 (20X20X2) | 1501001121 - FILTER, 20 X 20 X 2, PLEATED MDL 40 STANDARD MERV 10 (20X20X2) |  |  |  | 2 |  | 0 | 0 | February | 2027
0051 FLT BW | 001 | 005102160000 | 2027-02-03 00:06 | 1501001121 | FILTER, 20 X 20 X 2, PLEATED MDL 40 STANDARD MERV 10 (20X20X2) | 1501001121 - FILTER, 20 X 20 X 2, PLEATED MDL 40 STANDARD MERV 10 (20X20X2) |  |  |  | 2 |  | 0 | 0 | February | 2027
0051 FLT BW | 001 | 005102200000 | 2027-02-03 00:06 | 1501001121 | FILTER, 20 X 20 X 2, PLEATED MDL 40 STANDARD MERV 10 (20X20X2) | 1501001121 - FILTER, 20 X 20 X 2, PLEATED MDL 40 STANDARD MERV 10 (20X20X2) |  |  |  | 3 |  | 0 | 0 | February | 2027
B0051 AHU1 Q | 001 | 000007091672 | 2027-02-03 00:13 | 1501002231 | FILTER, 30/30, DUAL 9, HIGH-CAPACITY, MERV 9, 12X24X2 | 1501002231 - FILTER, 30/30, DUAL 9, HIGH-CAPACITY, MERV 9, 12X24X2 |  |  |  | 2 |  | 0 | 0 | February | 2027
B0051 AHU1 Q | 001 | 000007091672 | 2027-02-03 00:13 | 1501002232 | FILTER, 30/30, DUAL 9, HIGH-CAPACITY, MERV 9, 20X20X2 | 1501002232 - FILTER, 30/30, DUAL 9, HIGH-CAPACITY, MERV 9, 20X20X2 |  |  |  | 3 |  | 0 | 0 | February | 2027
B0051 AHU2 Q | 001 | 000007091674 | 2027-02-03 00:13 | 1501002232 | FILTER, 30/30, DUAL 9, HIGH-CAPACITY, MERV 9, 20X20X2 | 1501002232 - FILTER, 30/30, DUAL 9, HIGH-CAPACITY, MERV 9, 20X20X2 |  |  |  | 2 |  | 0 | 0 | February | 2027
B0051 AHU2 Q | 001 | 000007091674 | 2027-02-03 00:13 | 1501001176 | FILTER, MERV 13, 20 X 20 X 4, PLEATED MDL 40 HI-CAP (20X20X4) | 1501001176 - FILTER, MERV 13, 20 X 20 X 4, PLEATED MDL 40 HI-CAP (20X20X4) |  |  |  | 2 |  | 20.58 | 41.16 | February | 2027
B0090 AHU-1A SA | 001 | 000000077002 | 2027-02-03 00:16 | 1501002231 | FILTER, 30/30, DUAL 9, HIGH-CAPACITY, MERV 9, 12X24X2 | 1501002231 - FILTER, 30/30, DUAL 9, HIGH-CAPACITY, MERV 9, 12X24X2 |  |  |  | 3 |  | 0 | 0 | February | 2027
B0090 AHU-1A SA | 001 | 000000077002 | 2027-02-03 00:16 | 1501002234 | FILTER, 30/30, DUAL 9, HIGH-CAPACITY, MERV 9, 24X24X2 | 1501002234 - FILTER, 30/30, DUAL 9, HIGH-CAPACITY, MERV 9, 24X24X2 |  |  |  | 3 |  | 0 | 0 | February | 2027
B0090 AHU-1A SA | 001 | 000000077002 | 2027-02-03 00:16 | 1501001119 | FILTER, 24 X 24 X 2, PLEATED MDL 40 HI-CAP MERV 10 (24X24X2) | 1501001119 - FILTER, 24 X 24 X 2, PLEATED MDL 40 HI-CAP MERV 10 (24X24X2) |  |  |  | 4 |  | 0 | 0 | February | 2027
B0090 AHU-1B SA | 001 | 000000077008 | 2027-02-03 00:16 | 1501001119 | FILTER, 24 X 24 X 2, PLEATED MDL 40 HI-CAP MERV 10 (24X24X2) | 1501001119 - FILTER, 24 X 24 X 2, PLEATED MDL 40 HI-CAP MERV 10 (24X24X2) |  |  |  | 8 |  | 0 | 0 | February | 2027
B0090 AHU-2A SA | 001 | 000000077041 | 2027-02-03 00:16 | 1501001119 | FILTER, 24 X 24 X 2, PLEATED MDL 40 HI-CAP MERV 10 (24X24X2) | 1501001119 - FILTER, 24 X 24 X 2, PLEATED MDL 40 HI-CAP MERV 10 (24X24X2) |  |  |  | 8 |  | 0 | 0 | February | 2027
B0090 AHU-2B SA | 001 | 000000077049 | 2027-02-03 00:16 | 1501002234 | FILTER, 30/30, DUAL 9, HIGH-CAPACITY, MERV 9, 24X24X2 | 1501002234 - FILTER, 30/30, DUAL 9, HIGH-CAPACITY, MERV 9, 24X24X2 |  |  |  | 8 |  | 0 | 0 | February | 2027
B0090 AHU-2B SA | 001 | 000000077049 | 2027-02-03 00:16 | 1501002233 | FILTER, 30/30, DUAL 9, HIGH-CAPACITY, MERV 9, 20X24X2 | 1501002233 - FILTER, 30/30, DUAL 9, HIGH-CAPACITY, MERV 9, 20X24X2 |  |  |  | 4 |  | 0 | 0 | February | 2027
B0090 AHU-3A SA | 001 | 000000077088 | 2027-02-03 00:16 | 1501001119 | FILTER, 24 X 24 X 2, PLEATED MDL 40 HI-CAP MERV 10 (24X24X2) | 1501001119 - FILTER, 24 X 24 X 2, PLEATED MDL 40 HI-CAP MERV 10 (24X24X2) |  |  |  | 12 |  | 0 | 0 | February | 2027
B0054 AHU A | 001 | 000007092006 | 2027-02-07 00:14 | 1501002234 | FILTER, 30/30, DUAL 9, HIGH-CAPACITY, MERV 9, 24X24X2 | 1501002234 - FILTER, 30/30, DUAL 9, HIGH-CAPACITY, MERV 9, 24X24X2 |  |  |  | 6 |  | 0 | 0 | February | 2027
B0054 AHU A | 001 | 000007092006 | 2027-02-07 00:14 | 1501001178 | FILTER, MERV 13, 24 X 24 X 4, PLEATED MDL 40 HI-CAP (24X24X4) | 1501001178 - FILTER, MERV 13, 24 X 24 X 4, PLEATED MDL 40 HI-CAP (24X24X4) |  |  |  | 6 |  | 0 | 0 | February | 2027
B0054 AHU A | 001 | 000007092007 | 2027-02-07 00:14 | 1501002234 | FILTER, 30/30, DUAL 9, HIGH-CAPACITY, MERV 9, 24X24X2 | 1501002234 - FILTER, 30/30, DUAL 9, HIGH-CAPACITY, MERV 9, 24X24X2 |  |  |  | 8 |  | 0 | 0 | February | 2027
B0054 AHU A | 001 | 000007092008 | 2027-02-07 00:14 | 1501001178 | FILTER, MERV 13, 24 X 24 X 4, PLEATED MDL 40 HI-CAP (24X24X4) | 1501001178 - FILTER, MERV 13, 24 X 24 X 4, PLEATED MDL 40 HI-CAP (24X24X4) |  |  |  | 8 |  | 0 | 0 | February | 2027
B0054 AHU A | 001 | 000007092007 | 2027-02-07 00:14 | 1501001178 | FILTER, MERV 13, 24 X 24 X 4, PLEATED MDL 40 HI-CAP (24X24X4) | 1501001178 - FILTER, MERV 13, 24 X 24 X 4, PLEATED MDL 40 HI-CAP (24X24X4) |  |  |  | 8 |  | 0 | 0 | February | 2027
B0054 AHU A | 001 | 000007092008 | 2027-02-07 00:14 | 1501002234 | FILTER, 30/30, DUAL 9, HIGH-CAPACITY, MERV 9, 24X24X2 | 1501002234 - FILTER, 30/30, DUAL 9, HIGH-CAPACITY, MERV 9, 24X24X2 |  |  |  | 8 |  | 0 | 0 | February | 2027
B0123 OAHU1 S | 001 | 000002000174 | 2027-02-07 00:18 | 1501002247 | FILTER, 30/30, DUAL 9, HIGH-CAPACITY, MERV 9, 24X24X4 | 1501002247 - FILTER, 30/30, DUAL 9, HIGH-CAPACITY, MERV 9, 24X24X4 |  |  |  | 5 |  | 0 | 0 | February | 2027
B0123 OAHU1 S | 001 | 000002000174 | 2027-02-07 00:18 | 1501002239 | FILTER, 30/30, DUAL 9, HIGH-CAPACITY, MERV 9, 12X24X4 | 1501002239 - FILTER, 30/30, DUAL 9, HIGH-CAPACITY, MERV 9, 12X24X4 |  |  |  | 3 |  | 21.2707 | 63.8121 | February | 2027
0045 FTU Q-7 | 001 | 000000031198 | 2027-02-08 00:06 | 1501001250 | FILTER, 14 X 24 X 1, PLEATED MDL 40 HI-CAP MERV 10 (14X24X1) | 1501001250 - FILTER, 14 X 24 X 1, PLEATED MDL 40 HI-CAP MERV 10 (14X24X1) |  |  |  | 1 |  | 0 | 0 | February | 2027
0045 FTU Q-7 | 001 | 000000031199 | 2027-02-08 00:06 | 1501001250 | FILTER, 14 X 24 X 1, PLEATED MDL 40 HI-CAP MERV 10 (14X24X1) | 1501001250 - FILTER, 14 X 24 X 1, PLEATED MDL 40 HI-CAP MERV 10 (14X24X1) |  |  |  | 1 |  | 0 | 0 | February | 2027
0045 FTU Q-7 | 001 | 000000031200 | 2027-02-08 00:06 | 1501001250 | FILTER, 14 X 24 X 1, PLEATED MDL 40 HI-CAP MERV 10 (14X24X1) | 1501001250 - FILTER, 14 X 24 X 1, PLEATED MDL 40 HI-CAP MERV 10 (14X24X1) |  |  |  | 1 |  | 0 | 0 | February | 2027
0045 FTU Q-7 | 001 | 000000031205 | 2027-02-08 00:06 | 1501001250 | FILTER, 14 X 24 X 1, PLEATED MDL 40 HI-CAP MERV 10 (14X24X1) | 1501001250 - FILTER, 14 X 24 X 1, PLEATED MDL 40 HI-CAP MERV 10 (14X24X1) |  |  |  | 1 |  | 0 | 0 | February | 2027
0045 FTU Q-7 | 001 | 000000031207 | 2027-02-08 00:06 | 1501001250 | FILTER, 14 X 24 X 1, PLEATED MDL 40 HI-CAP MERV 10 (14X24X1) | 1501001250 - FILTER, 14 X 24 X 1, PLEATED MDL 40 HI-CAP MERV 10 (14X24X1) |  |  |  | 1 |  | 0 | 0 | February | 2027
0045 FTU Q-7 | 001 | 000000031210 | 2027-02-08 00:06 | 1501001250 | FILTER, 14 X 24 X 1, PLEATED MDL 40 HI-CAP MERV 10 (14X24X1) | 1501001250 - FILTER, 14 X 24 X 1, PLEATED MDL 40 HI-CAP MERV 10 (14X24X1) |  |  |  | 1 |  | 0 | 0 | February | 2027
0045 FTU Q-7 | 001 | 000000031214 | 2027-02-08 00:06 | 1501001250 | FILTER, 14 X 24 X 1, PLEATED MDL 40 HI-CAP MERV 10 (14X24X1) | 1501001250 - FILTER, 14 X 24 X 1, PLEATED MDL 40 HI-CAP MERV 10 (14X24X1) |  |  |  | 1 |  | 0 | 0 | February | 2027
0045 FTU Q-7 | 001 | 000000031215 | 2027-02-08 00:06 | 1501001250 | FILTER, 14 X 24 X 1, PLEATED MDL 40 HI-CAP MERV 10 (14X24X1) | 1501001250 - FILTER, 14 X 24 X 1, PLEATED MDL 40 HI-CAP MERV 10 (14X24X1) |  |  |  | 1 |  | 0 | 0 | February | 2027
B0154 DAHU-1 Q | 001 | 000090002365 | 2027-02-08 00:20 | 1501001133 | FILTER, 20 X 20 X 1, PLEATED MDL 40 STANDARD MERV 10 (20X20X1) | 1501001133 - FILTER, 20 X 20 X 1, PLEATED MDL 40 STANDARD MERV 10 (20X20X1) |  |  |  | 1 |  | 0 | 0 | February | 2027
0045 FTU Q-9 | 001 | 000000031049 | 2027-02-09 00:06 | 1501001250 | FILTER, 14 X 24 X 1, PLEATED MDL 40 HI-CAP MERV 10 (14X24X1) | 1501001250 - FILTER, 14 X 24 X 1, PLEATED MDL 40 HI-CAP MERV 10 (14X24X1) |  |  |  | 1 |  | 0 | 0 | February | 2027
0045 FTU Q-9 | 001 | 000000031051 | 2027-02-09 00:06 | 1501001250 | FILTER, 14 X 24 X 1, PLEATED MDL 40 HI-CAP MERV 10 (14X24X1) | 1501001250 - FILTER, 14 X 24 X 1, PLEATED MDL 40 HI-CAP MERV 10 (14X24X1) |  |  |  | 1 |  | 0 | 0 | February | 2027
0045 FTU Q-9 | 001 | 000000031052 | 2027-02-09 00:06 | 1501001250 | FILTER, 14 X 24 X 1, PLEATED MDL 40 HI-CAP MERV 10 (14X24X1) | 1501001250 - FILTER, 14 X 24 X 1, PLEATED MDL 40 HI-CAP MERV 10 (14X24X1) |  |  |  | 1 |  | 0 | 0 | February | 2027
0045 FTU Q-9 | 001 | 000000031053 | 2027-02-09 00:06 | 1501001250 | FILTER, 14 X 24 X 1, PLEATED MDL 40 HI-CAP MERV 10 (14X24X1) | 1501001250 - FILTER, 14 X 24 X 1, PLEATED MDL 40 HI-CAP MERV 10 (14X24X1) |  |  |  | 1 |  | 0 | 0 | February | 2027
0045 FTU Q-9 | 001 | 000000031058 | 2027-02-09 00:06 | 1501001250 | FILTER, 14 X 24 X 1, PLEATED MDL 40 HI-CAP MERV 10 (14X24X1) | 1501001250 - FILTER, 14 X 24 X 1, PLEATED MDL 40 HI-CAP MERV 10 (14X24X1) |  |  |  | 1 |  | 0 | 0 | February | 2027
0045 FTU Q-9 | 001 | 000000031060 | 2027-02-09 00:06 | 1501001250 | FILTER, 14 X 24 X 1, PLEATED MDL 40 HI-CAP MERV 10 (14X24X1) | 1501001250 - FILTER, 14 X 24 X 1, PLEATED MDL 40 HI-CAP MERV 10 (14X24X1) |  |  |  | 1 |  | 0 | 0 | February | 2027
0045 FTU Q-9 | 001 | 000000031061 | 2027-02-09 00:06 | 1501001250 | FILTER, 14 X 24 X 1, PLEATED MDL 40 HI-CAP MERV 10 (14X24X1) | 1501001250 - FILTER, 14 X 24 X 1, PLEATED MDL 40 HI-CAP MERV 10 (14X24X1) |  |  |  | 1 |  | 0 | 0 | February | 2027
0045 FTU Q-10 | 001 | 000000031226 | 2027-02-10 00:05 | 1501001250 | FILTER, 14 X 24 X 1, PLEATED MDL 40 HI-CAP MERV 10 (14X24X1) | 1501001250 - FILTER, 14 X 24 X 1, PLEATED MDL 40 HI-CAP MERV 10 (14X24X1) |  |  |  | 1 |  | 0 | 0 | February | 2027
0045 FTU Q-10 | 001 | 000000031227 | 2027-02-10 00:05 | 1501001250 | FILTER, 14 X 24 X 1, PLEATED MDL 40 HI-CAP MERV 10 (14X24X1) | 1501001250 - FILTER, 14 X 24 X 1, PLEATED MDL 40 HI-CAP MERV 10 (14X24X1) |  |  |  | 1 |  | 0 | 0 | February | 2027
0045 FTU Q-10 | 001 | 000000031062 | 2027-02-10 00:05 | 1501001250 | FILTER, 14 X 24 X 1, PLEATED MDL 40 HI-CAP MERV 10 (14X24X1) | 1501001250 - FILTER, 14 X 24 X 1, PLEATED MDL 40 HI-CAP MERV 10 (14X24X1) |  |  |  | 1 |  | 0 | 0 | February | 2027
0045 FTU Q-10 | 001 | 000000031063 | 2027-02-10 00:05 | 1501001250 | FILTER, 14 X 24 X 1, PLEATED MDL 40 HI-CAP MERV 10 (14X24X1) | 1501001250 - FILTER, 14 X 24 X 1, PLEATED MDL 40 HI-CAP MERV 10 (14X24X1) |  |  |  | 1 |  | 0 | 0 | February | 2027
0045 FTU Q-10 | 001 | 000000031064 | 2027-02-10 00:05 | 1501001250 | FILTER, 14 X 24 X 1, PLEATED MDL 40 HI-CAP MERV 10 (14X24X1) | 1501001250 - FILTER, 14 X 24 X 1, PLEATED MDL 40 HI-CAP MERV 10 (14X24X1) |  |  |  | 1 |  | 0 | 0 | February | 2027
0045 FTU Q-10 | 001 | 000000031075 | 2027-02-10 00:05 | 1501001250 | FILTER, 14 X 24 X 1, PLEATED MDL 40 HI-CAP MERV 10 (14X24X1) | 1501001250 - FILTER, 14 X 24 X 1, PLEATED MDL 40 HI-CAP MERV 10 (14X24X1) |  |  |  | 1 |  | 0 | 0 | February | 2027
0045 FTU Q-10 | 001 | 000000031092 | 2027-02-10 00:05 | 1501001250 | FILTER, 14 X 24 X 1, PLEATED MDL 40 HI-CAP MERV 10 (14X24X1) | 1501001250 - FILTER, 14 X 24 X 1, PLEATED MDL 40 HI-CAP MERV 10 (14X24X1) |  |  |  | 1 |  | 0 | 0 | February | 2027
B0048 AHU 12M | 001 | 000007092116 | 2027-02-10 00:13 | 1501001169 | FILTER, MERV 13, 16 X 20 X 2, PLEATED MDL 40 HI-CAP (16X20X2) | 1501001169 - FILTER, MERV 13, 16 X 20 X 2, PLEATED MDL 40 HI-CAP (16X20X2) |  |  |  | 4 |  | 0 | 0 | February | 2027
B0048 AHU 12M | 001 | 000007092116 | 2027-02-10 00:13 | 1501001559 | FILTER, 16 X 20 X 4, PLEATED MDL 40 HI-CAP MERV 10 (16X20X4) | 1501001559 - FILTER, 16 X 20 X 4, PLEATED MDL 40 HI-CAP MERV 10 (16X20X4) |  |  |  | 4 |  | 0 | 0 | February | 2027
B0098 AHU-10 Q | 001 | 000000003009 | 2027-02-10 00:16 | 1501002234 | FILTER, 30/30, DUAL 9, HIGH-CAPACITY, MERV 9, 24X24X2 | 1501002234 - FILTER, 30/30, DUAL 9, HIGH-CAPACITY, MERV 9, 24X24X2 |  |  |  | 1 |  | 0 | 0 | February | 2027
B0098 AHU-10 Q | 001 | 000000003009 | 2027-02-10 00:16 | 1501002231 | FILTER, 30/30, DUAL 9, HIGH-CAPACITY, MERV 9, 12X24X2 | 1501002231 - FILTER, 30/30, DUAL 9, HIGH-CAPACITY, MERV 9, 12X24X2 |  |  |  | 1 |  | 0 | 0 | February | 2027
B0098 AHU-11 Q | 001 | 000000003010 | 2027-02-10 00:16 | 1501002234 | FILTER, 30/30, DUAL 9, HIGH-CAPACITY, MERV 9, 24X24X2 | 1501002234 - FILTER, 30/30, DUAL 9, HIGH-CAPACITY, MERV 9, 24X24X2 |  |  |  | 1 |  | 0 | 0 | February | 2027
0045 FTU Q-8 | 001 | 000000031216 | 2027-02-14 00:06 | 1501001250 | FILTER, 14 X 24 X 1, PLEATED MDL 40 HI-CAP MERV 10 (14X24X1) | 1501001250 - FILTER, 14 X 24 X 1, PLEATED MDL 40 HI-CAP MERV 10 (14X24X1) |  |  |  | 1 |  | 0 | 0 | February | 2027
0045 FTU Q-8 | 001 | 000000031218 | 2027-02-14 00:06 | 1501001250 | FILTER, 14 X 24 X 1, PLEATED MDL 40 HI-CAP MERV 10 (14X24X1) | 1501001250 - FILTER, 14 X 24 X 1, PLEATED MDL 40 HI-CAP MERV 10 (14X24X1) |  |  |  | 1 |  | 0 | 0 | February | 2027
0045 FTU Q-8 | 001 | 000000031221 | 2027-02-14 00:06 | 1501001250 | FILTER, 14 X 24 X 1, PLEATED MDL 40 HI-CAP MERV 10 (14X24X1) | 1501001250 - FILTER, 14 X 24 X 1, PLEATED MDL 40 HI-CAP MERV 10 (14X24X1) |  |  |  | 1 |  | 0 | 0 | February | 2027
0045 FTU Q-8 | 001 | 000000031222 | 2027-02-14 00:06 | 1501001250 | FILTER, 14 X 24 X 1, PLEATED MDL 40 HI-CAP MERV 10 (14X24X1) | 1501001250 - FILTER, 14 X 24 X 1, PLEATED MDL 40 HI-CAP MERV 10 (14X24X1) |  |  |  | 1 |  | 0 | 0 | February | 2027
0045 FTU Q-8 | 001 | 000000031223 | 2027-02-14 00:06 | 1501001250 | FILTER, 14 X 24 X 1, PLEATED MDL 40 HI-CAP MERV 10 (14X24X1) | 1501001250 - FILTER, 14 X 24 X 1, PLEATED MDL 40 HI-CAP MERV 10 (14X24X1) |  |  |  | 1 |  | 0 | 0 | February | 2027
0045 FTU Q-8 | 001 | 000000031224 | 2027-02-14 00:06 | 1501001250 | FILTER, 14 X 24 X 1, PLEATED MDL 40 HI-CAP MERV 10 (14X24X1) | 1501001250 - FILTER, 14 X 24 X 1, PLEATED MDL 40 HI-CAP MERV 10 (14X24X1) |  |  |  | 1 |  | 0 | 0 | February | 2027
0045 FTU Q-8 | 001 | 000000031225 | 2027-02-14 00:06 | 1501001250 | FILTER, 14 X 24 X 1, PLEATED MDL 40 HI-CAP MERV 10 (14X24X1) | 1501001250 - FILTER, 14 X 24 X 1, PLEATED MDL 40 HI-CAP MERV 10 (14X24X1) |  |  |  | 1 |  | 0 | 0 | February | 2027
B0116 CRU-1A Q | 001 | 000000105009 | 2027-02-14 00:18 | 1501001163 | FILTER, 18 X 24 X 4, PLEATED MDL 40 HI-CAP MERV 10 (18X24X4) | 1501001163 - FILTER, 18 X 24 X 4, PLEATED MDL 40 HI-CAP MERV 10 (18X24X4) |  |  |  | 4 |  | 0 | 0 | February | 2027
B0116 CRU-1B Q | 001 | 000000105010 | 2027-02-14 00:18 | 1501001163 | FILTER, 18 X 24 X 4, PLEATED MDL 40 HI-CAP MERV 10 (18X24X4) | 1501001163 - FILTER, 18 X 24 X 4, PLEATED MDL 40 HI-CAP MERV 10 (18X24X4) |  |  |  | 5 |  | 0 | 0 | February | 2027
B0116 CRU-1C Q | 001 | 000000105011 | 2027-02-14 00:18 | 1501001163 | FILTER, 18 X 24 X 4, PLEATED MDL 40 HI-CAP MERV 10 (18X24X4) | 1501001163 - FILTER, 18 X 24 X 4, PLEATED MDL 40 HI-CAP MERV 10 (18X24X4) |  |  |  | 4 |  | 0 | 0 | February | 2027
B0116 CRU-3A Q | 001 | 000000105012 | 2027-02-14 00:18 | 1501002245 | FILTER, 15 X 28 X 4, PLEATED MDL 40 HI-CAP MERV 10 (15X28X4) | 1501002245 - FILTER, 15 X 28 X 4, PLEATED MDL 40 HI-CAP MERV 10 (15X28X4) |  |  |  | 2 |  | 21.4814 | 42.9628 | February | 2027
B0116 CRU-3B Q | 001 | 000000105013 | 2027-02-14 00:18 | 1501002245 | FILTER, 15 X 28 X 4, PLEATED MDL 40 HI-CAP MERV 10 (15X28X4) | 1501002245 - FILTER, 15 X 28 X 4, PLEATED MDL 40 HI-CAP MERV 10 (15X28X4) |  |  |  | 2 |  | 21.4814 | 42.9628 | February | 2027
ERU MLY CHK MT1 | 001 | 000000111022 | 2027-02-14 00:25 | 1501001167 | FILTER, 12 X 20 X 2, PLEATED MDL 40 HI-CAP MERV 10 (12X20X2) | 1501001167 - FILTER, 12 X 20 X 2, PLEATED MDL 40 HI-CAP MERV 10 (12X20X2) |  |  |  | 2 |  | 3.92 | 7.84 | February | 2027
ERU MLY CHK MT1 | 001 | 000000111022 | 2027-02-14 00:25 | 1501001910 | FILTER, 20 X 25 X 2, PLEATED MDL 40 HI-CAP MERV 10 (20X25X2) | 1501001910 - FILTER, 20 X 25 X 2, PLEATED MDL 40 HI-CAP MERV 10 (20X25X2) |  |  |  | 4 |  | 0 | 0 | February | 2027
B0054 AHU1-2 A | 001 | 000000039049 | 2027-02-15 00:14 | 1501002231 | FILTER, 30/30, DUAL 9, HIGH-CAPACITY, MERV 9, 12X24X2 | 1501002231 - FILTER, 30/30, DUAL 9, HIGH-CAPACITY, MERV 9, 12X24X2 |  |  |  | 3 |  | 0 | 0 | February | 2027
B0054 AHU1-2 A | 001 | 000000039049 | 2027-02-15 00:14 | 1501002234 | FILTER, 30/30, DUAL 9, HIGH-CAPACITY, MERV 9, 24X24X2 | 1501002234 - FILTER, 30/30, DUAL 9, HIGH-CAPACITY, MERV 9, 24X24X2 |  |  |  | 4 |  | 0 | 0 | February | 2027
B0054 AHU1-2 A | 001 | 000000039049 | 2027-02-15 00:14 | 1501003029 | FILTER, 12 X 24 X 4, MERV 14, (12X24X4) | 1501003029 - FILTER, 12 X 24 X 4, MERV 14, (12X24X4) |  |  |  | 3 |  | 31.64 | 94.92 | February | 2027
B0054 AHU1-2 A | 001 | 000000039049 | 2027-02-15 00:14 | 1501003032 | FILTER, 24 X 24 X 4, MERV 14, (24X24X4) | 1501003032 - FILTER, 24 X 24 X 4, MERV 14, (24X24X4) |  |  |  | 2 |  | 57.3661 | 114.7322 | February | 2027
B0054 AHU1-2 A | 001 | 000000039049 | 2027-02-15 00:14 | 1501001400 | BELT, #BX-47, BX47 (COG TYPE) | 1501001400 - BELT, #BX-47, BX47 (COG TYPE) |  |  |  | 1 |  | 11.2472 | 11.2472 | February | 2027
B0054AHU3-2A A | 001 | 000000500002 | 2027-02-15 00:14 | 1501002232 | FILTER, 30/30, DUAL 9, HIGH-CAPACITY, MERV 9, 20X20X2 | 1501002232 - FILTER, 30/30, DUAL 9, HIGH-CAPACITY, MERV 9, 20X20X2 |  |  |  | 4 |  | 0 | 0 | February | 2027
B0054AHU3-2B A | 001 | 000000500003 | 2027-02-15 00:14 | 1501002232 | FILTER, 30/30, DUAL 9, HIGH-CAPACITY, MERV 9, 20X20X2 | 1501002232 - FILTER, 30/30, DUAL 9, HIGH-CAPACITY, MERV 9, 20X20X2 |  |  |  | 4 |  | 0 | 0 | February | 2027
B0081 AHU3 A | 001 | 000000070005 | 2027-02-15 00:15 | 1501002204 | FILTER, BAG, 20X20X12, MERV14A, CAMFIL 8P, 405619D12 (REPLACES 1501001202) | 1501002204 - FILTER, BAG, 20X20X12, MERV14A, CAMFIL 8P, 405619D12 (REPLACES 1501001202) |  |  |  | 6 |  | 0 | 0 | February | 2027
B0081 AHU3 A | 001 | 000000070005 | 2027-02-15 00:15 | 1501001405 | BELT, #BX-59, BX59 (COG TYPE) | 1501001405 - BELT, #BX-59, BX59 (COG TYPE) |  |  |  | 1 |  | 12.865 | 12.865 | February | 2027
B0081 AHU4 A | 001 | 000000070006 | 2027-02-15 00:15 | 1501001399 | BELT, #BX-46, BX46 (COG TYPE) | 1501001399 - BELT, #BX-46, BX46 (COG TYPE) |  |  |  | 1 |  | 19.7091 | 19.7091 | February | 2027
B0081 AHU4 A | 001 | 000000070006 | 2027-02-15 00:15 | 1501002235 | FILTER, 30/30, DUAL 9, HIGH-CAPACITY, MERV 9, 16X20X2 | 1501002235 - FILTER, 30/30, DUAL 9, HIGH-CAPACITY, MERV 9, 16X20X2 |  |  |  | 4 |  | 0 | 0 | February | 2027
B0081 AHU4 A | 001 | 000000070006 | 2027-02-15 00:15 | 1501001207 | FILTER, MERV 13, 16 X 20 X 4, PLEATED MDL 40 HI-CAP (16X20X4) | 1501001207 - FILTER, MERV 13, 16 X 20 X 4, PLEATED MDL 40 HI-CAP (16X20X4) |  |  |  | 4 |  | 0 | 0 | February | 2027
B0081 AHU4 A | 001 | 000000070006 | 2027-02-15 00:15 | 1501002236 | FILTER, 30/30, DUAL 9, HIGH-CAPACITY, MERV 9, 16X25X2 | 1501002236 - FILTER, 30/30, DUAL 9, HIGH-CAPACITY, MERV 9, 16X25X2 |  |  |  | 2 |  | 0 | 0 | February | 2027
B0081 AHU4 A | 001 | 000000070006 | 2027-02-15 00:15 | 1501001175 | FILTER, MERV 13, 16 X 25 X 4, PLEATED MDL 40 HI-CAP (16X25X4) | 1501001175 - FILTER, MERV 13, 16 X 25 X 4, PLEATED MDL 40 HI-CAP (16X25X4) |  |  |  | 2 |  | 0 | 0 | February | 2027
0045 FTU Q-12 | 001 | 000000031102 | 2027-02-16 00:05 | 1501001250 | FILTER, 14 X 24 X 1, PLEATED MDL 40 HI-CAP MERV 10 (14X24X1) | 1501001250 - FILTER, 14 X 24 X 1, PLEATED MDL 40 HI-CAP MERV 10 (14X24X1) |  |  |  | 1 |  | 0 | 0 | February | 2027
0045 FTU Q-12 | 001 | 000000031103 | 2027-02-16 00:05 | 1501001250 | FILTER, 14 X 24 X 1, PLEATED MDL 40 HI-CAP MERV 10 (14X24X1) | 1501001250 - FILTER, 14 X 24 X 1, PLEATED MDL 40 HI-CAP MERV 10 (14X24X1) |  |  |  | 1 |  | 0 | 0 | February | 2027
0045 FTU Q-12 | 001 | 000000031104 | 2027-02-16 00:05 | 1501001250 | FILTER, 14 X 24 X 1, PLEATED MDL 40 HI-CAP MERV 10 (14X24X1) | 1501001250 - FILTER, 14 X 24 X 1, PLEATED MDL 40 HI-CAP MERV 10 (14X24X1) |  |  |  | 1 |  | 0 | 0 | February | 2027
0045 FTU Q-12 | 001 | 000000031106 | 2027-02-16 00:06 | 1501001250 | FILTER, 14 X 24 X 1, PLEATED MDL 40 HI-CAP MERV 10 (14X24X1) | 1501001250 - FILTER, 14 X 24 X 1, PLEATED MDL 40 HI-CAP MERV 10 (14X24X1) |  |  |  | 1 |  | 0 | 0 | February | 2027
0045 FTU Q-12 | 001 | 000000031107 | 2027-02-16 00:06 | 1501001250 | FILTER, 14 X 24 X 1, PLEATED MDL 40 HI-CAP MERV 10 (14X24X1) | 1501001250 - FILTER, 14 X 24 X 1, PLEATED MDL 40 HI-CAP MERV 10 (14X24X1) |  |  |  | 1 |  | 0 | 0 | February | 2027
0045 FTU Q-12 | 001 | 000000031108 | 2027-02-16 00:06 | 1501001250 | FILTER, 14 X 24 X 1, PLEATED MDL 40 HI-CAP MERV 10 (14X24X1) | 1501001250 - FILTER, 14 X 24 X 1, PLEATED MDL 40 HI-CAP MERV 10 (14X24X1) |  |  |  | 1 |  | 0 | 0 | February | 2027
0045 FTU Q-12 | 001 | 000000031109 | 2027-02-16 00:06 | 1501001250 | FILTER, 14 X 24 X 1, PLEATED MDL 40 HI-CAP MERV 10 (14X24X1) | 1501001250 - FILTER, 14 X 24 X 1, PLEATED MDL 40 HI-CAP MERV 10 (14X24X1) |  |  |  | 1 |  | 0 | 0 | February | 2027
0045 FTU Q-12 | 001 | 000000031110 | 2027-02-16 00:06 | 1501001250 | FILTER, 14 X 24 X 1, PLEATED MDL 40 HI-CAP MERV 10 (14X24X1) | 1501001250 - FILTER, 14 X 24 X 1, PLEATED MDL 40 HI-CAP MERV 10 (14X24X1) |  |  |  | 1 |  | 0 | 0 | February | 2027
B0051 EF-28 | 001 | 000090002555 | 2027-02-16 00:13 | 1501001884 | FILTER, 10X18X1, PLEATED MDL 40 HI-CAP MERV 10 (10 X 18 X 1) | 1501001884 - FILTER, 10X18X1, PLEATED MDL 40 HI-CAP MERV 10 (10 X 18 X 1) |  |  |  | 6 |  | 0 | 0 | February | 2027
B0090 AHU-3B SA | 001 | 000000077096 | 2027-02-16 00:16 | 1501001119 | FILTER, 24 X 24 X 2, PLEATED MDL 40 HI-CAP MERV 10 (24X24X2) | 1501001119 - FILTER, 24 X 24 X 2, PLEATED MDL 40 HI-CAP MERV 10 (24X24X2) |  |  |  | 12 |  | 0 | 0 | February | 2027
B0120 AHU-4 Q | 001 | 000000002203 | 2027-02-16 00:18 | 1501002234 | FILTER, 30/30, DUAL 9, HIGH-CAPACITY, MERV 9, 24X24X2 | 1501002234 - FILTER, 30/30, DUAL 9, HIGH-CAPACITY, MERV 9, 24X24X2 |  |  |  | 24 |  | 0 | 0 | February | 2027
0051 FLT BW | 001 | 005102100000 | 2027-02-17 00:06 | 1501001121 | FILTER, 20 X 20 X 2, PLEATED MDL 40 STANDARD MERV 10 (20X20X2) | 1501001121 - FILTER, 20 X 20 X 2, PLEATED MDL 40 STANDARD MERV 10 (20X20X2) |  |  |  | 2 |  | 0 | 0 | February | 2027
0051 FLT BW | 001 | 005102120000 | 2027-02-17 00:06 | 1501001121 | FILTER, 20 X 20 X 2, PLEATED MDL 40 STANDARD MERV 10 (20X20X2) | 1501001121 - FILTER, 20 X 20 X 2, PLEATED MDL 40 STANDARD MERV 10 (20X20X2) |  |  |  | 2 |  | 0 | 0 | February | 2027
0051 FLT BW | 001 | 005102160000 | 2027-02-17 00:06 | 1501001121 | FILTER, 20 X 20 X 2, PLEATED MDL 40 STANDARD MERV 10 (20X20X2) | 1501001121 - FILTER, 20 X 20 X 2, PLEATED MDL 40 STANDARD MERV 10 (20X20X2) |  |  |  | 2 |  | 0 | 0 | February | 2027
0051 FLT BW | 001 | 005102200000 | 2027-02-17 00:06 | 1501001121 | FILTER, 20 X 20 X 2, PLEATED MDL 40 STANDARD MERV 10 (20X20X2) | 1501001121 - FILTER, 20 X 20 X 2, PLEATED MDL 40 STANDARD MERV 10 (20X20X2) |  |  |  | 3 |  | 0 | 0 | February | 2027
B0098 AHU-7 Q | 001 | 000000003006 | 2027-02-17 00:16 | 1501002234 | FILTER, 30/30, DUAL 9, HIGH-CAPACITY, MERV 9, 24X24X2 | 1501002234 - FILTER, 30/30, DUAL 9, HIGH-CAPACITY, MERV 9, 24X24X2 |  |  |  | 2 |  | 0 | 0 | February | 2027
B0098 AHU-7 Q | 001 | 000000003006 | 2027-02-17 00:16 | 1501002231 | FILTER, 30/30, DUAL 9, HIGH-CAPACITY, MERV 9, 12X24X2 | 1501002231 - FILTER, 30/30, DUAL 9, HIGH-CAPACITY, MERV 9, 12X24X2 |  |  |  | 2 |  | 0 | 0 | February | 2027
B0139 AHU3 A | 001 | 000000330019 | 2027-02-17 00:19 | 1501001176 | FILTER, MERV 13, 20 X 20 X 4, PLEATED MDL 40 HI-CAP (20X20X4) | 1501001176 - FILTER, MERV 13, 20 X 20 X 4, PLEATED MDL 40 HI-CAP (20X20X4) |  |  |  | 2 |  | 20.58 | 41.16 | February | 2027
B0139 AHU3 A | 001 | 000000330019 | 2027-02-17 00:19 | 1501001177 | FILTER, MERV 13, 20 X 24 X 4, PLEATED MDL 40 HI-CAP (20X24X4) | 1501001177 - FILTER, MERV 13, 20 X 24 X 4, PLEATED MDL 40 HI-CAP (20X24X4) |  |  |  | 4 |  | 21.1864 | 84.7456 | February | 2027
B0139 AHU3 A | 001 | 000000330019 | 2027-02-17 00:19 | 1501001316 | BELT, #5VX490 | 1501001316 - BELT, #5VX490 |  |  |  | 1 |  | 16.0625 | 16.0625 | February | 2027
B0139 ERU1 A | 001 | 000000330012 | 2027-02-17 00:19 | 1501002234 | FILTER, 30/30, DUAL 9, HIGH-CAPACITY, MERV 9, 24X24X2 | 1501002234 - FILTER, 30/30, DUAL 9, HIGH-CAPACITY, MERV 9, 24X24X2 |  |  |  | 6 |  | 0 | 0 | February | 2027
B0139 ERU1 A | 001 | 000000330012 | 2027-02-17 00:19 | 1501001178 | FILTER, MERV 13, 24 X 24 X 4, PLEATED MDL 40 HI-CAP (24X24X4) | 1501001178 - FILTER, MERV 13, 24 X 24 X 4, PLEATED MDL 40 HI-CAP (24X24X4) |  |  |  | 3 |  | 0 | 0 | February | 2027
B0040 CRU Q-1 | 001 | 000000028291 | 2027-02-21 00:12 | 1501001163 | FILTER, 18 X 24 X 4, PLEATED MDL 40 HI-CAP MERV 10 (18X24X4) | 1501001163 - FILTER, 18 X 24 X 4, PLEATED MDL 40 HI-CAP MERV 10 (18X24X4) |  |  |  | 4 |  | 0 | 0 | February | 2027
B0081 AHU1 A | 001 | 000000070003 | 2027-02-21 00:15 | 1501002208 | FILTER, BAG, 24X20X12, HEIGHT X WIDTH X DEPTH, (VERTICAL CONFIGURATION), MERV14A, CAMFIL 8P, 405619B12 (REPLACES 1501003005) | 1501002208 - FILTER, BAG, 24X20X12, HEIGHT X WIDTH X DEPTH, (VERTICAL CONFIGURATION), MERV14A, CAMFIL 8P, 405619B12 (REPLACES 1501003005) |  |  |  | 2 |  | 0 | 0 | February | 2027
B0081 AHU1 A | 001 | 000000070003 | 2027-02-21 00:15 | 1501002210 | FILTER, BAG, 24X24X12, MERV14A, CAMFIL 10P, 405619A12 | 1501002210 - FILTER, BAG, 24X24X12, MERV14A, CAMFIL 10P, 405619A12 |  |  |  | 1 |  | 0 | 0 | February | 2027
B0081 AHU1 A | 001 | 000000070003 | 2027-02-21 00:15 | 1501002201 | FILTER, BAG, 12X20X12, HEIGHT X WIDTH X DEPTH, (HORIZONTAL CONFIGURATION), MERV14A, CAMIL 10P, (REPLACES 1501001098) | 1501002201 - FILTER, BAG, 12X20X12, HEIGHT X WIDTH X DEPTH, (HORIZONTAL CONFIGURATION), MERV14A, CAMIL 10P, (REPLACES 1501001098) |  |  |  | 2 |  | 73.5938 | 147.1876 | February | 2027
B0081 AHU1 A | 001 | 000000070003 | 2027-02-21 00:15 | 1501002200 | FILTER, BAG, 12X24X12, HEIGHT X WIDTH X DEPTH, (HORIZONTAL CONFIGURATION), MERV14A, CAMFIL 10P, 405619F12 | 1501002200 - FILTER, BAG, 12X24X12, HEIGHT X WIDTH X DEPTH, (HORIZONTAL CONFIGURATION), MERV14A, CAMFIL 10P, 405619F12 |  |  |  | 1 |  | 78.19 | 78.19 | February | 2027
B0081 AHU1 A | 001 | 000000070003 | 2027-02-21 00:15 | 1501001401 | BELT, #BX-52, BX52 (COG TYPE) | 1501001401 - BELT, #BX-52, BX52 (COG TYPE) |  |  |  | 1 |  | 0 | 0 | February | 2027
B0081 AHU2 A | 001 | 000000070004 | 2027-02-21 00:15 | 1501002208 | FILTER, BAG, 24X20X12, HEIGHT X WIDTH X DEPTH, (VERTICAL CONFIGURATION), MERV14A, CAMFIL 8P, 405619B12 (REPLACES 1501003005) | 1501002208 - FILTER, BAG, 24X20X12, HEIGHT X WIDTH X DEPTH, (VERTICAL CONFIGURATION), MERV14A, CAMFIL 8P, 405619B12 (REPLACES 1501003005) |  |  |  | 3 |  | 0 | 0 | February | 2027
B0081 AHU2 A | 001 | 000000070004 | 2027-02-21 00:15 | 1501001461 | BELT, #BX-51, BX51 (COG TYPE) | 1501001461 - BELT, #BX-51, BX51 (COG TYPE) |  |  |  | 1 |  | 12.0633 | 12.0633 | February | 2027
B0154 EF S B | 001 | 000090002227 | 2027-02-21 00:20 | 1501001395 | BELT, #BX-40, BX40 (COG TYPE) | 1501001395 - BELT, #BX-40, BX40 (COG TYPE) |  |  |  | 2 |  | 0 | 0 | February | 2027
B0402 AHU Q | 001 | 000004090092 | 2027-02-21 00:20 | 1501001617 | FILTER, 20 X 24 X 1, PLEATED MDL 40 HI-CAP MERV 10 (20X24X1) | 1501001617 - FILTER, 20 X 24 X 1, PLEATED MDL 40 HI-CAP MERV 10 (20X24X1) |  |  |  | 1 |  | 7.5693 | 7.5693 | February | 2027
B0402 AHU Q | 001 | 000004090093 | 2027-02-21 00:20 | 1501001617 | FILTER, 20 X 24 X 1, PLEATED MDL 40 HI-CAP MERV 10 (20X24X1) | 1501001617 - FILTER, 20 X 24 X 1, PLEATED MDL 40 HI-CAP MERV 10 (20X24X1) |  |  |  | 1 |  | 7.5693 | 7.5693 | February | 2027
B0402 DAHU3 Q | 001 | 000000165014 | 2027-02-21 00:20 | 1501001881 | FILTER, 22 X 24 X 1, PLEATED MDL 40 HI-CAP MERV 10 (22X24X1) | 1501001881 - FILTER, 22 X 24 X 1, PLEATED MDL 40 HI-CAP MERV 10 (22X24X1) |  |  |  | 1 |  | 0 | 0 | February | 2027
B0051 AHU8 Q | 001 | 000000034009 | 2027-02-24 00:13 | 1501002232 | FILTER, 30/30, DUAL 9, HIGH-CAPACITY, MERV 9, 20X20X2 | 1501002232 - FILTER, 30/30, DUAL 9, HIGH-CAPACITY, MERV 9, 20X20X2 |  |  |  | 6 |  | 0 | 0 | February | 2027
B0140 ERU-1 M1 | 001 | 000000124022 | 2027-02-24 00:19 | 1501001910 | FILTER, 20 X 25 X 2, PLEATED MDL 40 HI-CAP MERV 10 (20X25X2) | 1501001910 - FILTER, 20 X 25 X 2, PLEATED MDL 40 HI-CAP MERV 10 (20X25X2) |  |  |  | 4 |  | 0 | 0 | February | 2027
B0140 ERU-2 M1 | 001 | 000000124038 | 2027-02-24 00:19 | 1501001910 | FILTER, 20 X 25 X 2, PLEATED MDL 40 HI-CAP MERV 10 (20X25X2) | 1501001910 - FILTER, 20 X 25 X 2, PLEATED MDL 40 HI-CAP MERV 10 (20X25X2) |  |  |  | 4 |  | 0 | 0 | February | 2027
B0140 ERU-3 M1 | 001 | 000000124054 | 2027-02-24 00:19 | 1501001167 | FILTER, 12 X 20 X 2, PLEATED MDL 40 HI-CAP MERV 10 (12X20X2) | 1501001167 - FILTER, 12 X 20 X 2, PLEATED MDL 40 HI-CAP MERV 10 (12X20X2) |  |  |  | 2 |  | 3.92 | 7.84 | February | 2027
B0140 ERU-3 M1 | 001 | 000000124054 | 2027-02-24 00:19 | 1501001910 | FILTER, 20 X 25 X 2, PLEATED MDL 40 HI-CAP MERV 10 (20X25X2) | 1501001910 - FILTER, 20 X 25 X 2, PLEATED MDL 40 HI-CAP MERV 10 (20X25X2) |  |  |  | 2 |  | 0 | 0 | February | 2027
B0139 AHU1 A | 001 | 000000330017 | 2027-02-28 00:19 | 1501001318 | BELT, #5VX530 | 1501001318 - BELT, #5VX530 |  |  |  | 1 |  | 17.3434 | 17.3434 | February | 2027
B0139 AHU1 A | 001 | 000000330017 | 2027-02-28 00:19 | 1501001175 | FILTER, MERV 13, 16 X 25 X 4, PLEATED MDL 40 HI-CAP (16X25X4) | 1501001175 - FILTER, MERV 13, 16 X 25 X 4, PLEATED MDL 40 HI-CAP (16X25X4) |  |  |  | 4 |  | 0 | 0 | February | 2027
B0139 AHU1 A | 001 | 000000330017 | 2027-02-28 00:19 | 1501001179 | FILTER, MERV 13, 20 X 25 X 4, PLEATED MDL 40 HI-CAP (20X25X4) | 1501001179 - FILTER, MERV 13, 20 X 25 X 4, PLEATED MDL 40 HI-CAP (20X25X4) |  |  |  | 3 |  | 0 | 0 | February | 2027
B0139 AHU2 A | 001 | 000000330018 | 2027-02-28 00:19 | 1501001176 | FILTER, MERV 13, 20 X 20 X 4, PLEATED MDL 40 HI-CAP (20X20X4) | 1501001176 - FILTER, MERV 13, 20 X 20 X 4, PLEATED MDL 40 HI-CAP (20X20X4) |  |  |  | 2 |  | 20.58 | 41.16 | February | 2027
B0139 AHU2 A | 001 | 000000330018 | 2027-02-28 00:19 | 1501001177 | FILTER, MERV 13, 20 X 24 X 4, PLEATED MDL 40 HI-CAP (20X24X4) | 1501001177 - FILTER, MERV 13, 20 X 24 X 4, PLEATED MDL 40 HI-CAP (20X24X4) |  |  |  | 4 |  | 21.1864 | 84.7456 | February | 2027
B0139 AHU2 A | 001 | 000000330018 | 2027-02-28 00:19 | 1501001461 | BELT, #BX-51, BX51 (COG TYPE) | 1501001461 - BELT, #BX-51, BX51 (COG TYPE) |  |  |  | 1 |  | 12.0633 | 12.0633 | February | 2027
B0051 AHU11 M | 001 | 000000034012 | 2027-03-01 00:13 | 1501001175 | FILTER, MERV 13, 16 X 25 X 4, PLEATED MDL 40 HI-CAP (16X25X4) | 1501001175 - FILTER, MERV 13, 16 X 25 X 4, PLEATED MDL 40 HI-CAP (16X25X4) |  |  |  | 2 |  | 0 | 0 | March | 2027
B0051 AHU11 M | 001 | 000000034012 | 2027-03-01 00:13 | 1501001207 | FILTER, MERV 13, 16 X 20 X 4, PLEATED MDL 40 HI-CAP (16X20X4) | 1501001207 - FILTER, MERV 13, 16 X 20 X 4, PLEATED MDL 40 HI-CAP (16X20X4) |  |  |  | 4 |  | 0 | 0 | March | 2027
B0051 EF-28 | 001 | 000090002555 | 2027-03-02 00:13 | 1501001884 | FILTER, 10X18X1, PLEATED MDL 40 HI-CAP MERV 10 (10 X 18 X 1) | 1501001884 - FILTER, 10X18X1, PLEATED MDL 40 HI-CAP MERV 10 (10 X 18 X 1) |  |  |  | 6 |  | 0 | 0 | March | 2027
0051 FLT BW | 001 | 005102100000 | 2027-03-03 00:06 | 1501001121 | FILTER, 20 X 20 X 2, PLEATED MDL 40 STANDARD MERV 10 (20X20X2) | 1501001121 - FILTER, 20 X 20 X 2, PLEATED MDL 40 STANDARD MERV 10 (20X20X2) |  |  |  | 2 |  | 0 | 0 | March | 2027
0051 FLT BW | 001 | 005102120000 | 2027-03-03 00:06 | 1501001121 | FILTER, 20 X 20 X 2, PLEATED MDL 40 STANDARD MERV 10 (20X20X2) | 1501001121 - FILTER, 20 X 20 X 2, PLEATED MDL 40 STANDARD MERV 10 (20X20X2) |  |  |  | 2 |  | 0 | 0 | March | 2027
0051 FLT BW | 001 | 005102160000 | 2027-03-03 00:06 | 1501001121 | FILTER, 20 X 20 X 2, PLEATED MDL 40 STANDARD MERV 10 (20X20X2) | 1501001121 - FILTER, 20 X 20 X 2, PLEATED MDL 40 STANDARD MERV 10 (20X20X2) |  |  |  | 2 |  | 0 | 0 | March | 2027
0051 FLT BW | 001 | 005102200000 | 2027-03-03 00:06 | 1501001121 | FILTER, 20 X 20 X 2, PLEATED MDL 40 STANDARD MERV 10 (20X20X2) | 1501001121 - FILTER, 20 X 20 X 2, PLEATED MDL 40 STANDARD MERV 10 (20X20X2) |  |  |  | 3 |  | 0 | 0 | March | 2027
B0116 AHU-4B A | 001 | 000000105008 | 2027-03-03 00:18 | 1501001448 | BELT, #BX-144, BX144 (COG TYPE) | 1501001448 - BELT, #BX-144, BX144 (COG TYPE) |  |  |  | 4 |  | 30.7494 | 122.9976 | March | 2027
B0116 AHU-4B A | 001 | 000000105008 | 2027-03-03 00:18 | 1501002210 | FILTER, BAG, 24X24X12, MERV14A, CAMFIL 10P, 405619A12 | 1501002210 - FILTER, BAG, 24X24X12, MERV14A, CAMFIL 10P, 405619A12 |  |  |  | 12 |  | 0 | 0 | March | 2027
B0116 AHU-4B A | 001 | 000000105008 | 2027-03-03 00:18 | 1501002202 | FILTER, BAG, 24X12X12, HEIGHT X WIDTH X DEPTH, (VERTICAL CONFIGURATION), MERV14A, CAMFIL 5P, 405619C12 | 1501002202 - FILTER, BAG, 24X12X12, HEIGHT X WIDTH X DEPTH, (VERTICAL CONFIGURATION), MERV14A, CAMFIL 5P, 405619C12 |  |  |  | 3 |  | 0 | 0 | March | 2027
B0116 AHU-4B A | 001 | 000000105008 | 2027-03-03 00:18 | 1501002200 | FILTER, BAG, 12X24X12, HEIGHT X WIDTH X DEPTH, (HORIZONTAL CONFIGURATION), MERV14A, CAMFIL 10P, 405619F12 | 1501002200 - FILTER, BAG, 12X24X12, HEIGHT X WIDTH X DEPTH, (HORIZONTAL CONFIGURATION), MERV14A, CAMFIL 10P, 405619F12 |  |  |  | 4 |  | 78.19 | 312.76 | March | 2027
B0120 FCU Q.2 | 001 | 000000002452 | 2027-03-03 00:18 | 1501001123 | FILTER, 16 X 20 X 2, PLEATED MDL 40 HI-CAP MERV 10 (16X20X2) | 1501001123 - FILTER, 16 X 20 X 2, PLEATED MDL 40 HI-CAP MERV 10 (16X20X2) |  |  |  | 2 |  | 0 | 0 | March | 2027
B0120 FCU Q.2 | 001 | 000000002453 | 2027-03-03 00:18 | 1501001123 | FILTER, 16 X 20 X 2, PLEATED MDL 40 HI-CAP MERV 10 (16X20X2) | 1501001123 - FILTER, 16 X 20 X 2, PLEATED MDL 40 HI-CAP MERV 10 (16X20X2) |  |  |  | 2 |  | 0 | 0 | March | 2027
B0120 FCU Q.2 | 001 | 000000002454 | 2027-03-03 00:18 | 1501001123 | FILTER, 16 X 20 X 2, PLEATED MDL 40 HI-CAP MERV 10 (16X20X2) | 1501001123 - FILTER, 16 X 20 X 2, PLEATED MDL 40 HI-CAP MERV 10 (16X20X2) |  |  |  | 2 |  | 0 | 0 | March | 2027
B0120 FCU Q.2 | 001 | 000000002455 | 2027-03-03 00:18 | 1501001094 | FILTER, 20 X 24 X 2, PLEATED MDL 40 HI-CAP MERV 10 (20X24X2, 24X20X2, 24 X 20 X 2)) | 1501001094 - FILTER, 20 X 24 X 2, PLEATED MDL 40 HI-CAP MERV 10 (20X24X2, 24X20X2, 24 X 20 X 2)) |  |  |  | 2 |  | 0 | 0 | March | 2027
B0120 FCU Q.2 | 001 | 000000002456 | 2027-03-03 00:18 | 1501001094 | FILTER, 20 X 24 X 2, PLEATED MDL 40 HI-CAP MERV 10 (20X24X2, 24X20X2, 24 X 20 X 2)) | 1501001094 - FILTER, 20 X 24 X 2, PLEATED MDL 40 HI-CAP MERV 10 (20X24X2, 24X20X2, 24 X 20 X 2)) |  |  |  | 2 |  | 0 | 0 | March | 2027
B0120 FCU Q.2 | 001 | 000000002457 | 2027-03-03 00:18 | 1501001123 | FILTER, 16 X 20 X 2, PLEATED MDL 40 HI-CAP MERV 10 (16X20X2) | 1501001123 - FILTER, 16 X 20 X 2, PLEATED MDL 40 HI-CAP MERV 10 (16X20X2) |  |  |  | 2 |  | 0 | 0 | March | 2027
B0120 FCU Q.2 | 001 | 000000002459 | 2027-03-03 00:18 | 1501001123 | FILTER, 16 X 20 X 2, PLEATED MDL 40 HI-CAP MERV 10 (16X20X2) | 1501001123 - FILTER, 16 X 20 X 2, PLEATED MDL 40 HI-CAP MERV 10 (16X20X2) |  |  |  | 2 |  | 0 | 0 | March | 2027
B0120 FCU Q.2 | 001 | 000000002460 | 2027-03-03 00:18 | 1501001123 | FILTER, 16 X 20 X 2, PLEATED MDL 40 HI-CAP MERV 10 (16X20X2) | 1501001123 - FILTER, 16 X 20 X 2, PLEATED MDL 40 HI-CAP MERV 10 (16X20X2) |  |  |  | 2 |  | 0 | 0 | March | 2027
B0120 FCU Q.2 | 001 | 000000002448 | 2027-03-03 00:18 | 1501001910 | FILTER, 20 X 25 X 2, PLEATED MDL 40 HI-CAP MERV 10 (20X25X2) | 1501001910 - FILTER, 20 X 25 X 2, PLEATED MDL 40 HI-CAP MERV 10 (20X25X2) |  |  |  | 1 |  | 0 | 0 | March | 2027
B0120 FCU Q.2 | 001 | 000000003399 | 2027-03-03 00:18 | 1501001123 | FILTER, 16 X 20 X 2, PLEATED MDL 40 HI-CAP MERV 10 (16X20X2) | 1501001123 - FILTER, 16 X 20 X 2, PLEATED MDL 40 HI-CAP MERV 10 (16X20X2) |  |  |  | 2 |  | 0 | 0 | March | 2027
B0120 FCU Q.2 | 001 | 000000002448 | 2027-03-03 00:18 | 1501001121 | FILTER, 20 X 20 X 2, PLEATED MDL 40 STANDARD MERV 10 (20X20X2) | 1501001121 - FILTER, 20 X 20 X 2, PLEATED MDL 40 STANDARD MERV 10 (20X20X2) |  |  |  | 1 |  | 0 | 0 | March | 2027
B0045 AHU-1 A | 001 | 000000031014 | 2027-03-08 00:13 | 1501001425 | BELT, #BX-82, BX82 (COG TYPE) | 1501001425 - BELT, #BX-82, BX82 (COG TYPE) |  |  |  | 2 |  | 12.4916 | 24.9832 | March | 2027
B0045 AHU-1 A | 001 | 000000031014 | 2027-03-08 00:13 | 1501001179 | FILTER, MERV 13, 20 X 25 X 4, PLEATED MDL 40 HI-CAP (20X25X4) | 1501001179 - FILTER, MERV 13, 20 X 25 X 4, PLEATED MDL 40 HI-CAP (20X25X4) |  |  |  | 12 |  | 0 | 0 | March | 2027
B0045 AHU-1 A | 001 | 000000031014 | 2027-03-08 00:13 | 1501001175 | FILTER, MERV 13, 16 X 25 X 4, PLEATED MDL 40 HI-CAP (16X25X4) | 1501001175 - FILTER, MERV 13, 16 X 25 X 4, PLEATED MDL 40 HI-CAP (16X25X4) |  |  |  | 4 |  | 0 | 0 | March | 2027
B0045 AHU-1 A | 001 | 000000031014 | 2027-03-08 00:13 | 1501001207 | FILTER, MERV 13, 16 X 20 X 4, PLEATED MDL 40 HI-CAP (16X20X4) | 1501001207 - FILTER, MERV 13, 16 X 20 X 4, PLEATED MDL 40 HI-CAP (16X20X4) |  |  |  | 1 |  | 0 | 0 | March | 2027
B0045 AHU-2 A | 001 | 000000031183 | 2027-03-08 00:13 | 1501001436 | BELT, #BX-85, BX85 (COG TYPE) | 1501001436 - BELT, #BX-85, BX85 (COG TYPE) |  |  |  | 2 |  | 0 | 0 | March | 2027
B0045 AHU-2 A | 001 | 000000031183 | 2027-03-08 00:13 | 1501001179 | FILTER, MERV 13, 20 X 25 X 4, PLEATED MDL 40 HI-CAP (20X25X4) | 1501001179 - FILTER, MERV 13, 20 X 25 X 4, PLEATED MDL 40 HI-CAP (20X25X4) |  |  |  | 12 |  | 0 | 0 | March | 2027
B0045 AHU-2 A | 001 | 000000031183 | 2027-03-08 00:13 | 1501001175 | FILTER, MERV 13, 16 X 25 X 4, PLEATED MDL 40 HI-CAP (16X25X4) | 1501001175 - FILTER, MERV 13, 16 X 25 X 4, PLEATED MDL 40 HI-CAP (16X25X4) |  |  |  | 4 |  | 0 | 0 | March | 2027
B0045 AHU-2 A | 001 | 000000031183 | 2027-03-08 00:13 | 1501001207 | FILTER, MERV 13, 16 X 20 X 4, PLEATED MDL 40 HI-CAP (16X20X4) | 1501001207 - FILTER, MERV 13, 16 X 20 X 4, PLEATED MDL 40 HI-CAP (16X20X4) |  |  |  | 1 |  | 0 | 0 | March | 2027
B0045 AHU-3 SA | 001 | 000000031054 | 2027-03-08 00:13 | 1501001177 | FILTER, MERV 13, 20 X 24 X 4, PLEATED MDL 40 HI-CAP (20X24X4) | 1501001177 - FILTER, MERV 13, 20 X 24 X 4, PLEATED MDL 40 HI-CAP (20X24X4) |  |  |  | 8 |  | 21.1864 | 169.4912 | March | 2027
B0045 AHU-3 SA | 001 | 000000031054 | 2027-03-08 00:13 | 1501001175 | FILTER, MERV 13, 16 X 25 X 4, PLEATED MDL 40 HI-CAP (16X25X4) | 1501001175 - FILTER, MERV 13, 16 X 25 X 4, PLEATED MDL 40 HI-CAP (16X25X4) |  |  |  | 3 |  | 0 | 0 | March | 2027
B0045 AHU-3 SA | 001 | 000000031054 | 2027-03-08 00:13 | 1501001207 | FILTER, MERV 13, 16 X 20 X 4, PLEATED MDL 40 HI-CAP (16X20X4) | 1501001207 - FILTER, MERV 13, 16 X 20 X 4, PLEATED MDL 40 HI-CAP (16X20X4) |  |  |  | 1 |  | 0 | 0 | March | 2027
B0123 AHU6 Q | 001 | 000002000020 | 2027-03-08 00:18 | 1501001594 | FILTER, 20 X 20 X 4, PLEATED MDL 40 HI-CAP MERV 10 (20X20X4) | 1501001594 - FILTER, 20 X 20 X 4, PLEATED MDL 40 HI-CAP MERV 10 (20X20X4) |  |  |  | 6 |  | 5.2111 | 31.2666 | March | 2027
0045 FTU Q-3 | 001 | 000000031195 | 2027-03-09 00:06 | 1501001250 | FILTER, 14 X 24 X 1, PLEATED MDL 40 HI-CAP MERV 10 (14X24X1) | 1501001250 - FILTER, 14 X 24 X 1, PLEATED MDL 40 HI-CAP MERV 10 (14X24X1) |  |  |  | 1 |  | 0 | 0 | March | 2027
0045 FTU Q-3 | 001 | 000000031196 | 2027-03-09 00:06 | 1501001250 | FILTER, 14 X 24 X 1, PLEATED MDL 40 HI-CAP MERV 10 (14X24X1) | 1501001250 - FILTER, 14 X 24 X 1, PLEATED MDL 40 HI-CAP MERV 10 (14X24X1) |  |  |  | 1 |  | 0 | 0 | March | 2027
0045 FTU Q-3 | 001 | 000000031197 | 2027-03-09 00:06 | 1501001250 | FILTER, 14 X 24 X 1, PLEATED MDL 40 HI-CAP MERV 10 (14X24X1) | 1501001250 - FILTER, 14 X 24 X 1, PLEATED MDL 40 HI-CAP MERV 10 (14X24X1) |  |  |  | 1 |  | 0 | 0 | March | 2027
0045 FTU Q-3 | 001 | 000000031138 | 2027-03-09 00:06 | 1501001250 | FILTER, 14 X 24 X 1, PLEATED MDL 40 HI-CAP MERV 10 (14X24X1) | 1501001250 - FILTER, 14 X 24 X 1, PLEATED MDL 40 HI-CAP MERV 10 (14X24X1) |  |  |  | 1 |  | 0 | 0 | March | 2027
0045 FTU Q-3 | 001 | 000000031139 | 2027-03-09 00:06 | 1501001250 | FILTER, 14 X 24 X 1, PLEATED MDL 40 HI-CAP MERV 10 (14X24X1) | 1501001250 - FILTER, 14 X 24 X 1, PLEATED MDL 40 HI-CAP MERV 10 (14X24X1) |  |  |  | 1 |  | 0 | 0 | March | 2027
0045 FTU Q-3 | 001 | 000000031141 | 2027-03-09 00:06 | 1501001250 | FILTER, 14 X 24 X 1, PLEATED MDL 40 HI-CAP MERV 10 (14X24X1) | 1501001250 - FILTER, 14 X 24 X 1, PLEATED MDL 40 HI-CAP MERV 10 (14X24X1) |  |  |  | 1 |  | 0 | 0 | March | 2027
0045 FTU Q-3 | 001 | 000000031142 | 2027-03-09 00:06 | 1501001250 | FILTER, 14 X 24 X 1, PLEATED MDL 40 HI-CAP MERV 10 (14X24X1) | 1501001250 - FILTER, 14 X 24 X 1, PLEATED MDL 40 HI-CAP MERV 10 (14X24X1) |  |  |  | 2 |  | 0 | 0 | March | 2027
B0122 AHU21 A | 001 | 000000111018 | 2027-03-09 00:18 | 1501002233 | FILTER, 30/30, DUAL 9, HIGH-CAPACITY, MERV 9, 20X24X2 | 1501002233 - FILTER, 30/30, DUAL 9, HIGH-CAPACITY, MERV 9, 20X24X2 |  |  |  | 6 |  | 0 | 0 | March | 2027
B0122 AHU21 A | 001 | 000000111018 | 2027-03-09 00:18 | 1501002206 | FILTER, BAG, 20X24X12, HEIGHT X WIDTH X DEPTH, (HORIZONTAL CONFIGURATION), MERV14A, CAMFIL 10P, 405619E12 (REPLACES 1501003005) | 1501002206 - FILTER, BAG, 20X24X12, HEIGHT X WIDTH X DEPTH, (HORIZONTAL CONFIGURATION), MERV14A, CAMFIL 10P, 405619E12 (REPLACES 1501003005) |  |  |  | 8 |  | 0 | 0 | March | 2027
B0122 AHU21 A | 001 | 000000111018 | 2027-03-09 00:18 | 1501001435 | BELT, #BX-81, BX81 (COG TYPE) | 1501001435 - BELT, #BX-81, BX81 (COG TYPE) |  |  |  | 1 |  | 15.7099 | 15.7099 | March | 2027
B0122 AHU21 A | 001 | 000000111018 | 2027-03-09 00:18 | 1501002204 | FILTER, BAG, 20X20X12, MERV14A, CAMFIL 8P, 405619D12 (REPLACES 1501001202) | 1501002204 - FILTER, BAG, 20X20X12, MERV14A, CAMFIL 8P, 405619D12 (REPLACES 1501001202) |  |  |  | 2 |  | 0 | 0 | March | 2027
B0122 AHU21 A | 001 | 000000111018 | 2027-03-09 00:18 | 1501002232 | FILTER, 30/30, DUAL 9, HIGH-CAPACITY, MERV 9, 20X20X2 | 1501002232 - FILTER, 30/30, DUAL 9, HIGH-CAPACITY, MERV 9, 20X20X2 |  |  |  | 2 |  | 0 | 0 | March | 2027
B0122 AHU22 A | 001 | 000000111019 | 2027-03-09 00:18 | 1501002232 | FILTER, 30/30, DUAL 9, HIGH-CAPACITY, MERV 9, 20X20X2 | 1501002232 - FILTER, 30/30, DUAL 9, HIGH-CAPACITY, MERV 9, 20X20X2 |  |  |  | 2 |  | 0 | 0 | March | 2027
B0122 AHU22 A | 001 | 000000111019 | 2027-03-09 00:18 | 1501002204 | FILTER, BAG, 20X20X12, MERV14A, CAMFIL 8P, 405619D12 (REPLACES 1501001202) | 1501002204 - FILTER, BAG, 20X20X12, MERV14A, CAMFIL 8P, 405619D12 (REPLACES 1501001202) |  |  |  | 2 |  | 0 | 0 | March | 2027
B0122 AHU22 A | 001 | 000000111019 | 2027-03-09 00:18 | 1501002210 | FILTER, BAG, 24X24X12, MERV14A, CAMFIL 10P, 405619A12 | 1501002210 - FILTER, BAG, 24X24X12, MERV14A, CAMFIL 10P, 405619A12 |  |  |  | 2 |  | 0 | 0 | March | 2027
B0122 AHU22 A | 001 | 000000111019 | 2027-03-09 00:18 | 1501001380 | BELT, #AX-42, AX42 (COG TYPE) | 1501001380 - BELT, #AX-42, AX42 (COG TYPE) |  |  |  | 1 |  | 0 | 0 | March | 2027
B0122 AHU22 A | 001 | 000000111019 | 2027-03-09 00:18 | 1501002234 | FILTER, 30/30, DUAL 9, HIGH-CAPACITY, MERV 9, 24X24X2 | 1501002234 - FILTER, 30/30, DUAL 9, HIGH-CAPACITY, MERV 9, 24X24X2 |  |  |  | 2 |  | 0 | 0 | March | 2027
0045 FTU Q-4 | 001 | 000000031021 | 2027-03-10 00:06 | 1501001250 | FILTER, 14 X 24 X 1, PLEATED MDL 40 HI-CAP MERV 10 (14X24X1) | 1501001250 - FILTER, 14 X 24 X 1, PLEATED MDL 40 HI-CAP MERV 10 (14X24X1) |  |  |  | 1 |  | 0 | 0 | March | 2027
0045 FTU Q-4 | 001 | 000000031022 | 2027-03-10 00:06 | 1501001250 | FILTER, 14 X 24 X 1, PLEATED MDL 40 HI-CAP MERV 10 (14X24X1) | 1501001250 - FILTER, 14 X 24 X 1, PLEATED MDL 40 HI-CAP MERV 10 (14X24X1) |  |  |  | 1 |  | 0 | 0 | March | 2027
0045 FTU Q-4 | 001 | 000000031023 | 2027-03-10 00:06 | 1501001250 | FILTER, 14 X 24 X 1, PLEATED MDL 40 HI-CAP MERV 10 (14X24X1) | 1501001250 - FILTER, 14 X 24 X 1, PLEATED MDL 40 HI-CAP MERV 10 (14X24X1) |  |  |  | 1 |  | 0 | 0 | March | 2027
0045 FTU Q-4 | 001 | 000000031144 | 2027-03-10 00:06 | 1501001250 | FILTER, 14 X 24 X 1, PLEATED MDL 40 HI-CAP MERV 10 (14X24X1) | 1501001250 - FILTER, 14 X 24 X 1, PLEATED MDL 40 HI-CAP MERV 10 (14X24X1) |  |  |  | 1 |  | 0 | 0 | March | 2027
0045 FTU Q-4 | 001 | 000000031145 | 2027-03-10 00:06 | 1501001250 | FILTER, 14 X 24 X 1, PLEATED MDL 40 HI-CAP MERV 10 (14X24X1) | 1501001250 - FILTER, 14 X 24 X 1, PLEATED MDL 40 HI-CAP MERV 10 (14X24X1) |  |  |  | 1 |  | 0 | 0 | March | 2027
0045 FTU Q-4 | 001 | 000000031147 | 2027-03-10 00:06 | 1501001250 | FILTER, 14 X 24 X 1, PLEATED MDL 40 HI-CAP MERV 10 (14X24X1) | 1501001250 - FILTER, 14 X 24 X 1, PLEATED MDL 40 HI-CAP MERV 10 (14X24X1) |  |  |  | 1 |  | 0 | 0 | March | 2027
0045 FTU Q-4 | 001 | 000000031148 | 2027-03-10 00:06 | 1501001250 | FILTER, 14 X 24 X 1, PLEATED MDL 40 HI-CAP MERV 10 (14X24X1) | 1501001250 - FILTER, 14 X 24 X 1, PLEATED MDL 40 HI-CAP MERV 10 (14X24X1) |  |  |  | 1 |  | 0 | 0 | March | 2027
B0089 AHU2 A | 001 | 000000055001 | 2027-03-10 00:16 | 1501001135 | FILTER, 20 X 21 X 1, PLEATED MDL 40 HI-CAP MERV 10 (20X21X1) | 1501001135 - FILTER, 20 X 21 X 1, PLEATED MDL 40 HI-CAP MERV 10 (20X21X1) |  |  |  | 1 |  | 5.69 | 5.69 | March | 2027
B0122 AHU23 A | 001 | 000000111020 | 2027-03-10 00:18 | 1501002206 | FILTER, BAG, 20X24X12, HEIGHT X WIDTH X DEPTH, (HORIZONTAL CONFIGURATION), MERV14A, CAMFIL 10P, 405619E12 (REPLACES 1501003005) | 1501002206 - FILTER, BAG, 20X24X12, HEIGHT X WIDTH X DEPTH, (HORIZONTAL CONFIGURATION), MERV14A, CAMFIL 10P, 405619E12 (REPLACES 1501003005) |  |  |  | 4 |  | 0 | 0 | March | 2027
B0122 AHU23 A | 001 | 000000111020 | 2027-03-10 00:18 | 1501002204 | FILTER, BAG, 20X20X12, MERV14A, CAMFIL 8P, 405619D12 (REPLACES 1501001202) | 1501002204 - FILTER, BAG, 20X20X12, MERV14A, CAMFIL 8P, 405619D12 (REPLACES 1501001202) |  |  |  | 2 |  | 0 | 0 | March | 2027
B0122 AHU23 A | 001 | 000000111020 | 2027-03-10 00:18 | 1501001050 | BELT, #5VX860 | 1501001050 - BELT, #5VX860 |  |  |  | 1 |  | 21.5634 | 21.5634 | March | 2027
B0122 AHU23 A | 001 | 000000111020 | 2027-03-10 00:18 | 1501002232 | FILTER, 30/30, DUAL 9, HIGH-CAPACITY, MERV 9, 20X20X2 | 1501002232 - FILTER, 30/30, DUAL 9, HIGH-CAPACITY, MERV 9, 20X20X2 |  |  |  | 2 |  | 0 | 0 | March | 2027
B0122 AHU23 A | 001 | 000000111020 | 2027-03-10 00:18 | 1501002230 | FILTER, 30/30, DUAL 9, HIGH-CAPACITY, MERV 9, 12X20X2 | 1501002230 - FILTER, 30/30, DUAL 9, HIGH-CAPACITY, MERV 9, 12X20X2 |  |  |  | 2 |  | 10.3597 | 20.7194 | March | 2027
B0122 AHU23 A | 001 | 000000111020 | 2027-03-10 00:18 | 1501002237 | FILTER, 30/30, DUAL 9, HIGH-CAPACITY, MERV 9, 20X25X2 | 1501002237 - FILTER, 30/30, DUAL 9, HIGH-CAPACITY, MERV 9, 20X25X2 |  |  |  | 4 |  | 16.46 | 65.84 | March | 2027
B0122 AHU23 A | 001 | 000000111020 | 2027-03-10 00:18 | 1501002233 | FILTER, 30/30, DUAL 9, HIGH-CAPACITY, MERV 9, 20X24X2 | 1501002233 - FILTER, 30/30, DUAL 9, HIGH-CAPACITY, MERV 9, 20X24X2 |  |  |  | 4 |  | 0 | 0 | March | 2027
B0040R387 AHU Q | 001 | 000000028459 | 2027-03-14 00:13 | 1501001123 | FILTER, 16 X 20 X 2, PLEATED MDL 40 HI-CAP MERV 10 (16X20X2) | 1501001123 - FILTER, 16 X 20 X 2, PLEATED MDL 40 HI-CAP MERV 10 (16X20X2) |  |  |  | 4 |  | 0 | 0 | March | 2027
ERU MLY CHK MT1 | 001 | 000000111022 | 2027-03-14 00:25 | 1501001167 | FILTER, 12 X 20 X 2, PLEATED MDL 40 HI-CAP MERV 10 (12X20X2) | 1501001167 - FILTER, 12 X 20 X 2, PLEATED MDL 40 HI-CAP MERV 10 (12X20X2) |  |  |  | 2 |  | 3.92 | 7.84 | March | 2027
ERU MLY CHK MT1 | 001 | 000000111022 | 2027-03-14 00:25 | 1501001910 | FILTER, 20 X 25 X 2, PLEATED MDL 40 HI-CAP MERV 10 (20X25X2) | 1501001910 - FILTER, 20 X 25 X 2, PLEATED MDL 40 HI-CAP MERV 10 (20X25X2) |  |  |  | 4 |  | 0 | 0 | March | 2027
B0116 AHU-1A A | 001 | 000000105002 | 2027-03-15 00:18 | 1501002083 | BELT, #5VX1150 | 1501002083 - BELT, #5VX1150 |  |  |  | 2 |  | 34.0168 | 68.0336 | March | 2027
B0116 AHU-1A A | 001 | 000000105002 | 2027-03-15 00:18 | 1501002210 | FILTER, BAG, 24X24X12, MERV14A, CAMFIL 10P, 405619A12 | 1501002210 - FILTER, BAG, 24X24X12, MERV14A, CAMFIL 10P, 405619A12 |  |  |  | 8 |  | 0 | 0 | March | 2027
B0116 AHU-1A A | 001 | 000000105002 | 2027-03-15 00:18 | 1501002202 | FILTER, BAG, 24X12X12, HEIGHT X WIDTH X DEPTH, (VERTICAL CONFIGURATION), MERV14A, CAMFIL 5P, 405619C12 | 1501002202 - FILTER, BAG, 24X12X12, HEIGHT X WIDTH X DEPTH, (VERTICAL CONFIGURATION), MERV14A, CAMFIL 5P, 405619C12 |  |  |  | 2 |  | 0 | 0 | March | 2027
B0116 AHU-1A A | 001 | 000000105002 | 2027-03-15 00:18 | 1501002200 | FILTER, BAG, 12X24X12, HEIGHT X WIDTH X DEPTH, (HORIZONTAL CONFIGURATION), MERV14A, CAMFIL 10P, 405619F12 | 1501002200 - FILTER, BAG, 12X24X12, HEIGHT X WIDTH X DEPTH, (HORIZONTAL CONFIGURATION), MERV14A, CAMFIL 10P, 405619F12 |  |  |  | 4 |  | 78.19 | 312.76 | March | 2027
B0116 AHU-1B A | 001 | 000000105003 | 2027-03-15 00:18 | 1501001434 | BELT, #BX-80, BX80 (COG TYPE) | 1501001434 - BELT, #BX-80, BX80 (COG TYPE) |  |  |  | 2 |  | 14.6909 | 29.3818 | March | 2027
B0116 AHU-1B A | 001 | 000000105003 | 2027-03-15 00:18 | 1501001434 | BELT, #BX-80, BX80 (COG TYPE) | 1501001434 - BELT, #BX-80, BX80 (COG TYPE) |  |  |  | 2 |  | 14.6909 | 29.3818 | March | 2027
B0116 AHU-1B A | 001 | 000000105003 | 2027-03-15 00:18 | 1501002210 | FILTER, BAG, 24X24X12, MERV14A, CAMFIL 10P, 405619A12 | 1501002210 - FILTER, BAG, 24X24X12, MERV14A, CAMFIL 10P, 405619A12 |  |  |  | 3 |  | 0 | 0 | March | 2027
B0116 AHU-1B A | 001 | 000000105003 | 2027-03-15 00:18 | 1501002200 | FILTER, BAG, 12X24X12, HEIGHT X WIDTH X DEPTH, (HORIZONTAL CONFIGURATION), MERV14A, CAMFIL 10P, 405619F12 | 1501002200 - FILTER, BAG, 12X24X12, HEIGHT X WIDTH X DEPTH, (HORIZONTAL CONFIGURATION), MERV14A, CAMFIL 10P, 405619F12 |  |  |  | 3 |  | 78.19 | 234.57 | March | 2027
B0116 AHU-2A A | 001 | 000000105004 | 2027-03-15 00:18 | 1501001510 | BELT, #5VX1320 | 1501001510 - BELT, #5VX1320 |  |  |  | 2 |  | 49.1704 | 98.3408 | March | 2027
B0116 AHU-2A A | 001 | 000000105004 | 2027-03-15 00:18 | 1501002210 | FILTER, BAG, 24X24X12, MERV14A, CAMFIL 10P, 405619A12 | 1501002210 - FILTER, BAG, 24X24X12, MERV14A, CAMFIL 10P, 405619A12 |  |  |  | 12 |  | 0 | 0 | March | 2027
B0154 AHU-1 M1 | 001 | 000000129019 | 2027-03-15 00:20 | 1501002236 | FILTER, 30/30, DUAL 9, HIGH-CAPACITY, MERV 9, 16X25X2 | 1501002236 - FILTER, 30/30, DUAL 9, HIGH-CAPACITY, MERV 9, 16X25X2 |  |  |  | 12 |  | 0 | 0 | March | 2027
0022-AHU-1 Q-1 | 001 | 000007091894 | 2027-03-16 00:05 | 1501001617 | FILTER, 20 X 24 X 1, PLEATED MDL 40 HI-CAP MERV 10 (20X24X1) | 1501001617 - FILTER, 20 X 24 X 1, PLEATED MDL 40 HI-CAP MERV 10 (20X24X1) |  |  |  | 1 |  | 7.5693 | 7.5693 | March | 2027
0045 FTU Q-1 | 001 | 000000031001 | 2027-03-16 00:05 | 1501001883 | FILTER, 17 X 30 X 1, PLEATED MDL 40 HI-CAP MERV 10 (17X30X1) | 1501001883 - FILTER, 17 X 30 X 1, PLEATED MDL 40 HI-CAP MERV 10 (17X30X1) |  |  |  | 1 |  | 0 | 0 | March | 2027
0045 FTU Q-1 | 001 | 000000031002 | 2027-03-16 00:05 | 1501001883 | FILTER, 17 X 30 X 1, PLEATED MDL 40 HI-CAP MERV 10 (17X30X1) | 1501001883 - FILTER, 17 X 30 X 1, PLEATED MDL 40 HI-CAP MERV 10 (17X30X1) |  |  |  | 1 |  | 0 | 0 | March | 2027
0045 FTU Q-1 | 001 | 000000031006 | 2027-03-16 00:05 | 1501001883 | FILTER, 17 X 30 X 1, PLEATED MDL 40 HI-CAP MERV 10 (17X30X1) | 1501001883 - FILTER, 17 X 30 X 1, PLEATED MDL 40 HI-CAP MERV 10 (17X30X1) |  |  |  | 1 |  | 0 | 0 | March | 2027
0045 FTU Q-1 | 001 | 000000031008 | 2027-03-16 00:05 | 1501001883 | FILTER, 17 X 30 X 1, PLEATED MDL 40 HI-CAP MERV 10 (17X30X1) | 1501001883 - FILTER, 17 X 30 X 1, PLEATED MDL 40 HI-CAP MERV 10 (17X30X1) |  |  |  | 1 |  | 0 | 0 | March | 2027
0045 FTU Q-1 | 001 | 000000031009 | 2027-03-16 00:05 | 1501001883 | FILTER, 17 X 30 X 1, PLEATED MDL 40 HI-CAP MERV 10 (17X30X1) | 1501001883 - FILTER, 17 X 30 X 1, PLEATED MDL 40 HI-CAP MERV 10 (17X30X1) |  |  |  | 1 |  | 0 | 0 | March | 2027
0045 FTU Q-1 | 001 | 000000031010 | 2027-03-16 00:05 | 1501001883 | FILTER, 17 X 30 X 1, PLEATED MDL 40 HI-CAP MERV 10 (17X30X1) | 1501001883 - FILTER, 17 X 30 X 1, PLEATED MDL 40 HI-CAP MERV 10 (17X30X1) |  |  |  | 1 |  | 0 | 0 | March | 2027
0045 FTU Q-1 | 001 | 000000031011 | 2027-03-16 00:05 | 1501001883 | FILTER, 17 X 30 X 1, PLEATED MDL 40 HI-CAP MERV 10 (17X30X1) | 1501001883 - FILTER, 17 X 30 X 1, PLEATED MDL 40 HI-CAP MERV 10 (17X30X1) |  |  |  | 1 |  | 0 | 0 | March | 2027
B0045 AHU-4 A | 001 | 000000031089 | 2027-03-16 00:13 | 1501001428 | BELT, #BX-72, BX72 (COG TYPE) | 1501001428 - BELT, #BX-72, BX72 (COG TYPE) |  |  |  | 2 |  | 11.485 | 22.97 | March | 2027
B0045 AHU-4 A | 001 | 000000031089 | 2027-03-16 00:13 | 1501001176 | FILTER, MERV 13, 20 X 20 X 4, PLEATED MDL 40 HI-CAP (20X20X4) | 1501001176 - FILTER, MERV 13, 20 X 20 X 4, PLEATED MDL 40 HI-CAP (20X20X4) |  |  |  | 8 |  | 20.58 | 164.64 | March | 2027
B0045 AHU-4 A | 001 | 000000031089 | 2027-03-16 00:13 | 1501001175 | FILTER, MERV 13, 16 X 25 X 4, PLEATED MDL 40 HI-CAP (16X25X4) | 1501001175 - FILTER, MERV 13, 16 X 25 X 4, PLEATED MDL 40 HI-CAP (16X25X4) |  |  |  | 1 |  | 0 | 0 | March | 2027
B0045 AHU-4 A | 001 | 000000031089 | 2027-03-16 00:13 | 1501001207 | FILTER, MERV 13, 16 X 20 X 4, PLEATED MDL 40 HI-CAP (16X20X4) | 1501001207 - FILTER, MERV 13, 16 X 20 X 4, PLEATED MDL 40 HI-CAP (16X20X4) |  |  |  | 4 |  | 0 | 0 | March | 2027
B0045 AHU-4 A | 001 | 000000031089 | 2027-03-16 00:13 | 1501001179 | FILTER, MERV 13, 20 X 25 X 4, PLEATED MDL 40 HI-CAP (20X25X4) | 1501001179 - FILTER, MERV 13, 20 X 25 X 4, PLEATED MDL 40 HI-CAP (20X25X4) |  |  |  | 2 |  | 0 | 0 | March | 2027
B0045 AHU-5 A | 001 | 000000031122 | 2027-03-16 00:13 | 1501001175 | FILTER, MERV 13, 16 X 25 X 4, PLEATED MDL 40 HI-CAP (16X25X4) | 1501001175 - FILTER, MERV 13, 16 X 25 X 4, PLEATED MDL 40 HI-CAP (16X25X4) |  |  |  | 3 |  | 0 | 0 | March | 2027
B0045 AHU-5 A | 001 | 000000031122 | 2027-03-16 00:13 | 1501001177 | FILTER, MERV 13, 20 X 24 X 4, PLEATED MDL 40 HI-CAP (20X24X4) | 1501001177 - FILTER, MERV 13, 20 X 24 X 4, PLEATED MDL 40 HI-CAP (20X24X4) |  |  |  | 8 |  | 21.1864 | 169.4912 | March | 2027
B0045 AHU-5 A | 001 | 000000031122 | 2027-03-16 00:13 | 1501002085 | BELT, #3VX710 | 1501002085 - BELT, #3VX710 |  |  |  | 5 |  | 15.0962 | 75.481 | March | 2027
B0045 AHU-5 A | 001 | 000000031122 | 2027-03-16 00:13 | 1501001207 | FILTER, MERV 13, 16 X 20 X 4, PLEATED MDL 40 HI-CAP (16X20X4) | 1501001207 - FILTER, MERV 13, 16 X 20 X 4, PLEATED MDL 40 HI-CAP (16X20X4) |  |  |  | 1 |  | 0 | 0 | March | 2027
B0045 AHU-6 A | 001 | 000000031163 | 2027-03-16 00:13 | 1501001433 | BELT, #BX-76, BX76 (COG TYPE) | 1501001433 - BELT, #BX-76, BX76 (COG TYPE) |  |  |  | 2 |  | 10.7763 | 21.5526 | March | 2027
B0045 AHU-6 A | 001 | 000000031163 | 2027-03-16 00:13 | 1501001175 | FILTER, MERV 13, 16 X 25 X 4, PLEATED MDL 40 HI-CAP (16X25X4) | 1501001175 - FILTER, MERV 13, 16 X 25 X 4, PLEATED MDL 40 HI-CAP (16X25X4) |  |  |  | 3 |  | 0 | 0 | March | 2027
B0045 AHU-6 A | 001 | 000000031163 | 2027-03-16 00:13 | 1501001177 | FILTER, MERV 13, 20 X 24 X 4, PLEATED MDL 40 HI-CAP (20X24X4) | 1501001177 - FILTER, MERV 13, 20 X 24 X 4, PLEATED MDL 40 HI-CAP (20X24X4) |  |  |  | 8 |  | 21.1864 | 169.4912 | March | 2027
B0045 AHU-6 A | 001 | 000000031163 | 2027-03-16 00:13 | 1501001207 | FILTER, MERV 13, 16 X 20 X 4, PLEATED MDL 40 HI-CAP (16X20X4) | 1501001207 - FILTER, MERV 13, 16 X 20 X 4, PLEATED MDL 40 HI-CAP (16X20X4) |  |  |  | 1 |  | 0 | 0 | March | 2027
B0051 EF-28 | 001 | 000090002555 | 2027-03-16 00:13 | 1501001884 | FILTER, 10X18X1, PLEATED MDL 40 HI-CAP MERV 10 (10 X 18 X 1) | 1501001884 - FILTER, 10X18X1, PLEATED MDL 40 HI-CAP MERV 10 (10 X 18 X 1) |  |  |  | 6 |  | 0 | 0 | March | 2027
0022-AHU-2 Q-1 | 001 | 000007091896 | 2027-03-17 00:05 | 1501001617 | FILTER, 20 X 24 X 1, PLEATED MDL 40 HI-CAP MERV 10 (20X24X1) | 1501001617 - FILTER, 20 X 24 X 1, PLEATED MDL 40 HI-CAP MERV 10 (20X24X1) |  |  |  | 1 |  | 7.5693 | 7.5693 | March | 2027
0051 FLT BW | 001 | 005102100000 | 2027-03-17 00:06 | 1501001121 | FILTER, 20 X 20 X 2, PLEATED MDL 40 STANDARD MERV 10 (20X20X2) | 1501001121 - FILTER, 20 X 20 X 2, PLEATED MDL 40 STANDARD MERV 10 (20X20X2) |  |  |  | 2 |  | 0 | 0 | March | 2027
0051 FLT BW | 001 | 005102120000 | 2027-03-17 00:06 | 1501001121 | FILTER, 20 X 20 X 2, PLEATED MDL 40 STANDARD MERV 10 (20X20X2) | 1501001121 - FILTER, 20 X 20 X 2, PLEATED MDL 40 STANDARD MERV 10 (20X20X2) |  |  |  | 2 |  | 0 | 0 | March | 2027
0051 FLT BW | 001 | 005102160000 | 2027-03-17 00:06 | 1501001121 | FILTER, 20 X 20 X 2, PLEATED MDL 40 STANDARD MERV 10 (20X20X2) | 1501001121 - FILTER, 20 X 20 X 2, PLEATED MDL 40 STANDARD MERV 10 (20X20X2) |  |  |  | 2 |  | 0 | 0 | March | 2027
0051 FLT BW | 001 | 005102200000 | 2027-03-17 00:06 | 1501001121 | FILTER, 20 X 20 X 2, PLEATED MDL 40 STANDARD MERV 10 (20X20X2) | 1501001121 - FILTER, 20 X 20 X 2, PLEATED MDL 40 STANDARD MERV 10 (20X20X2) |  |  |  | 3 |  | 0 | 0 | March | 2027
B0120 FCU Q | 001 | 000000002440 | 2027-03-17 00:18 | 1501001123 | FILTER, 16 X 20 X 2, PLEATED MDL 40 HI-CAP MERV 10 (16X20X2) | 1501001123 - FILTER, 16 X 20 X 2, PLEATED MDL 40 HI-CAP MERV 10 (16X20X2) |  |  |  | 2 |  | 0 | 0 | March | 2027
B0120 FCU Q | 001 | 000000002441 | 2027-03-17 00:18 | 1501001122 | FILTER, 16 X 25 X 2, PLEATED MDL 40 HI-CAP MERV 10 (16X25X2) | 1501001122 - FILTER, 16 X 25 X 2, PLEATED MDL 40 HI-CAP MERV 10 (16X25X2) |  |  |  | 3 |  | 0 | 0 | March | 2027
B0120 FCU Q | 001 | 000000002442 | 2027-03-17 00:18 | 1501001123 | FILTER, 16 X 20 X 2, PLEATED MDL 40 HI-CAP MERV 10 (16X20X2) | 1501001123 - FILTER, 16 X 20 X 2, PLEATED MDL 40 HI-CAP MERV 10 (16X20X2) |  |  |  | 2 |  | 0 | 0 | March | 2027
B0120 FCU Q | 001 | 000000002443 | 2027-03-17 00:18 | 1501001123 | FILTER, 16 X 20 X 2, PLEATED MDL 40 HI-CAP MERV 10 (16X20X2) | 1501001123 - FILTER, 16 X 20 X 2, PLEATED MDL 40 HI-CAP MERV 10 (16X20X2) |  |  |  | 3 |  | 0 | 0 | March | 2027
B0120 FCU Q | 001 | 000000002444 | 2027-03-17 00:18 | 1501001094 | FILTER, 20 X 24 X 2, PLEATED MDL 40 HI-CAP MERV 10 (20X24X2, 24X20X2, 24 X 20 X 2)) | 1501001094 - FILTER, 20 X 24 X 2, PLEATED MDL 40 HI-CAP MERV 10 (20X24X2, 24X20X2, 24 X 20 X 2)) |  |  |  | 2 |  | 0 | 0 | March | 2027
B0120 FCU Q | 001 | 000000002445 | 2027-03-17 00:18 | 1501001094 | FILTER, 20 X 24 X 2, PLEATED MDL 40 HI-CAP MERV 10 (20X24X2, 24X20X2, 24 X 20 X 2)) | 1501001094 - FILTER, 20 X 24 X 2, PLEATED MDL 40 HI-CAP MERV 10 (20X24X2, 24X20X2, 24 X 20 X 2)) |  |  |  | 2 |  | 0 | 0 | March | 2027
B0120 FCU Q | 001 | 000000002446 | 2027-03-17 00:18 | 1501001094 | FILTER, 20 X 24 X 2, PLEATED MDL 40 HI-CAP MERV 10 (20X24X2, 24X20X2, 24 X 20 X 2)) | 1501001094 - FILTER, 20 X 24 X 2, PLEATED MDL 40 HI-CAP MERV 10 (20X24X2, 24X20X2, 24 X 20 X 2)) |  |  |  | 2 |  | 0 | 0 | March | 2027
B0120 FCU Q | 001 | 000000002447 | 2027-03-17 00:18 | 1501001121 | FILTER, 20 X 20 X 2, PLEATED MDL 40 STANDARD MERV 10 (20X20X2) | 1501001121 - FILTER, 20 X 20 X 2, PLEATED MDL 40 STANDARD MERV 10 (20X20X2) |  |  |  | 1 |  | 0 | 0 | March | 2027
B0120 FCU Q | 001 | 000000002449 | 2027-03-17 00:18 | 1501001121 | FILTER, 20 X 20 X 2, PLEATED MDL 40 STANDARD MERV 10 (20X20X2) | 1501001121 - FILTER, 20 X 20 X 2, PLEATED MDL 40 STANDARD MERV 10 (20X20X2) |  |  |  | 1 |  | 0 | 0 | March | 2027
B0120 FCU Q | 001 | 000000002450 | 2027-03-17 00:18 | 1501001160 | FILTER, 12 X 25 X 2, PLEATED MDL 40 HI-CAP MERV 10(12X25X2) | 1501001160 - FILTER, 12 X 25 X 2, PLEATED MDL 40 HI-CAP MERV 10(12X25X2) |  |  |  | 1 |  | 8.65 | 8.65 | March | 2027
B0120 FCU Q | 001 | 000000002451 | 2027-03-17 00:18 | 1501001121 | FILTER, 20 X 20 X 2, PLEATED MDL 40 STANDARD MERV 10 (20X20X2) | 1501001121 - FILTER, 20 X 20 X 2, PLEATED MDL 40 STANDARD MERV 10 (20X20X2) |  |  |  | 1 |  | 0 | 0 | March | 2027
B0120 FCU Q | 001 | 000000002447 | 2027-03-17 00:18 | 1501001910 | FILTER, 20 X 25 X 2, PLEATED MDL 40 HI-CAP MERV 10 (20X25X2) | 1501001910 - FILTER, 20 X 25 X 2, PLEATED MDL 40 HI-CAP MERV 10 (20X25X2) |  |  |  | 1 |  | 0 | 0 | March | 2027
B0120 FCU Q | 001 | 000000002449 | 2027-03-17 00:18 | 1501001910 | FILTER, 20 X 25 X 2, PLEATED MDL 40 HI-CAP MERV 10 (20X25X2) | 1501001910 - FILTER, 20 X 25 X 2, PLEATED MDL 40 HI-CAP MERV 10 (20X25X2) |  |  |  | 1 |  | 0 | 0 | March | 2027
B0120 FCU Q | 001 | 000000002451 | 2027-03-17 00:18 | 1501001910 | FILTER, 20 X 25 X 2, PLEATED MDL 40 HI-CAP MERV 10 (20X25X2) | 1501001910 - FILTER, 20 X 25 X 2, PLEATED MDL 40 HI-CAP MERV 10 (20X25X2) |  |  |  | 1 |  | 0 | 0 | March | 2027
B0021 AHU 2 SA | 001 | 000000014030 | 2027-03-21 00:12 | 1501002234 | FILTER, 30/30, DUAL 9, HIGH-CAPACITY, MERV 9, 24X24X2 | 1501002234 - FILTER, 30/30, DUAL 9, HIGH-CAPACITY, MERV 9, 24X24X2 |  |  |  | 25 |  | 0 | 0 | March | 2027
B0021 AHU-1 SA | 001 | 000000014025 | 2027-03-21 00:12 | 1501002234 | FILTER, 30/30, DUAL 9, HIGH-CAPACITY, MERV 9, 24X24X2 | 1501002234 - FILTER, 30/30, DUAL 9, HIGH-CAPACITY, MERV 9, 24X24X2 |  |  |  | 30 |  | 0 | 0 | March | 2027
B0021 AHU3 SA | 001 | 000000014006 | 2027-03-21 00:12 | 1501001489 | FILTER, 30/30, DUAL 9, HIGH-CAPACITY, MERV 9, 10X20X2 | 1501001489 - FILTER, 30/30, DUAL 9, HIGH-CAPACITY, MERV 9, 10X20X2 |  |  |  | 2 |  | 6.81 | 13.62 | March | 2027
B0021 AHU3 SA | 001 | 000000014006 | 2027-03-21 00:12 | 1501002233 | FILTER, 30/30, DUAL 9, HIGH-CAPACITY, MERV 9, 20X24X2 | 1501002233 - FILTER, 30/30, DUAL 9, HIGH-CAPACITY, MERV 9, 20X24X2 |  |  |  | 4 |  | 0 | 0 | March | 2027
B0021 DAHU-1 Q | 001 | 000000003374 | 2027-03-21 00:12 | 1501001928 | FILTER, 20 X 22 X 1, PLEATED MDL 40 HI-CAP MERV 10 (20X22X1) | 1501001928 - FILTER, 20 X 22 X 1, PLEATED MDL 40 HI-CAP MERV 10 (20X22X1) |  |  |  | 1 |  | 1 | 1 | March | 2027
B0021 DAHU-2 Q | 001 | 000000003375 | 2027-03-21 00:12 | 1501001928 | FILTER, 20 X 22 X 1, PLEATED MDL 40 HI-CAP MERV 10 (20X22X1) | 1501001928 - FILTER, 20 X 22 X 1, PLEATED MDL 40 HI-CAP MERV 10 (20X22X1) |  |  |  | 1 |  | 1 | 1 | March | 2027
B0021 DAHU-3 Q | 001 | 000000003376 | 2027-03-21 00:12 | 1501001928 | FILTER, 20 X 22 X 1, PLEATED MDL 40 HI-CAP MERV 10 (20X22X1) | 1501001928 - FILTER, 20 X 22 X 1, PLEATED MDL 40 HI-CAP MERV 10 (20X22X1) |  |  |  | 1 |  | 1 | 1 | March | 2027
B0021 DAHU-4 Q | 001 | 000000003377 | 2027-03-21 00:12 | 1501001133 | FILTER, 20 X 20 X 1, PLEATED MDL 40 STANDARD MERV 10 (20X20X1) | 1501001133 - FILTER, 20 X 20 X 1, PLEATED MDL 40 STANDARD MERV 10 (20X20X1) |  |  |  | 6 |  | 0 | 0 | March | 2027
B0071-AHU-A | 001 | 0071-H-AHU-3 | 2027-03-21 00:14 | 1501001159 | FILTER, 16X20X1 (ACTUAL SIZE) **SPECIAL FILTER FOR B0016C** DAHU-1, MERV 10 | 1501001159 - FILTER, 16X20X1 (ACTUAL SIZE) **SPECIAL FILTER FOR B0016C** DAHU-1, MERV 10 |  |  |  | 1 |  | 0 | 0 | March | 2027
B0116 AHU-2B A | 001 | 000000105005 | 2027-03-21 00:18 | 1501001448 | BELT, #BX-144, BX144 (COG TYPE) | 1501001448 - BELT, #BX-144, BX144 (COG TYPE) |  |  |  | 3 |  | 30.7494 | 92.2482 | March | 2027
B0116 AHU-2B A | 001 | 000000105005 | 2027-03-21 00:18 | 1501002210 | FILTER, BAG, 24X24X12, MERV14A, CAMFIL 10P, 405619A12 | 1501002210 - FILTER, BAG, 24X24X12, MERV14A, CAMFIL 10P, 405619A12 |  |  |  | 12 |  | 0 | 0 | March | 2027
B0116 AHU-2B A | 001 | 000000105005 | 2027-03-21 00:18 | 1501002202 | FILTER, BAG, 24X12X12, HEIGHT X WIDTH X DEPTH, (VERTICAL CONFIGURATION), MERV14A, CAMFIL 5P, 405619C12 | 1501002202 - FILTER, BAG, 24X12X12, HEIGHT X WIDTH X DEPTH, (VERTICAL CONFIGURATION), MERV14A, CAMFIL 5P, 405619C12 |  |  |  | 3 |  | 0 | 0 | March | 2027
B0116 AHU-2B A | 001 | 000000105005 | 2027-03-21 00:18 | 1501002200 | FILTER, BAG, 12X24X12, HEIGHT X WIDTH X DEPTH, (HORIZONTAL CONFIGURATION), MERV14A, CAMFIL 10P, 405619F12 | 1501002200 - FILTER, BAG, 12X24X12, HEIGHT X WIDTH X DEPTH, (HORIZONTAL CONFIGURATION), MERV14A, CAMFIL 10P, 405619F12 |  |  |  | 4 |  | 78.19 | 312.76 | March | 2027
B0116 AHU-3A A | 001 | 000000105006 | 2027-03-21 00:18 | 1501001510 | BELT, #5VX1320 | 1501001510 - BELT, #5VX1320 |  |  |  | 2 |  | 49.1704 | 98.3408 | March | 2027
B0116 AHU-3A A | 001 | 000000105006 | 2027-03-21 00:18 | 1501002210 | FILTER, BAG, 24X24X12, MERV14A, CAMFIL 10P, 405619A12 | 1501002210 - FILTER, BAG, 24X24X12, MERV14A, CAMFIL 10P, 405619A12 |  |  |  | 12 |  | 0 | 0 | March | 2027
B0116 AHU-4A A | 001 | 000000105007 | 2027-03-21 00:18 | 1501001449 | BELT, #BX-112, BX112 (COG TYPE) | 1501001449 - BELT, #BX-112, BX112 (COG TYPE) |  |  |  | 3 |  | 30.88 | 92.64 | March | 2027
B0116 AHU-4A A | 001 | 000000105007 | 2027-03-21 00:18 | 1501002210 | FILTER, BAG, 24X24X12, MERV14A, CAMFIL 10P, 405619A12 | 1501002210 - FILTER, BAG, 24X24X12, MERV14A, CAMFIL 10P, 405619A12 |  |  |  | 8 |  | 0 | 0 | March | 2027
B0116 AHU-4A A | 001 | 000000105007 | 2027-03-21 00:18 | 1501002202 | FILTER, BAG, 24X12X12, HEIGHT X WIDTH X DEPTH, (VERTICAL CONFIGURATION), MERV14A, CAMFIL 5P, 405619C12 | 1501002202 - FILTER, BAG, 24X12X12, HEIGHT X WIDTH X DEPTH, (VERTICAL CONFIGURATION), MERV14A, CAMFIL 5P, 405619C12 |  |  |  | 2 |  | 0 | 0 | March | 2027
B0116 AHU-4A A | 001 | 000000105007 | 2027-03-21 00:18 | 1501002200 | FILTER, BAG, 12X24X12, HEIGHT X WIDTH X DEPTH, (HORIZONTAL CONFIGURATION), MERV14A, CAMFIL 10P, 405619F12 | 1501002200 - FILTER, BAG, 12X24X12, HEIGHT X WIDTH X DEPTH, (HORIZONTAL CONFIGURATION), MERV14A, CAMFIL 10P, 405619F12 |  |  |  | 4 |  | 78.19 | 312.76 | March | 2027
B0079 AHU1 A | 001 | 000007091700 | 2027-03-22 00:15 | 1501002202 | FILTER, BAG, 24X12X12, HEIGHT X WIDTH X DEPTH, (VERTICAL CONFIGURATION), MERV14A, CAMFIL 5P, 405619C12 | 1501002202 - FILTER, BAG, 24X12X12, HEIGHT X WIDTH X DEPTH, (VERTICAL CONFIGURATION), MERV14A, CAMFIL 5P, 405619C12 |  |  |  | 2 |  | 0 | 0 | March | 2027
B0079 AHU1 A | 001 | 000007091700 | 2027-03-22 00:15 | 1501002210 | FILTER, BAG, 24X24X12, MERV14A, CAMFIL 10P, 405619A12 | 1501002210 - FILTER, BAG, 24X24X12, MERV14A, CAMFIL 10P, 405619A12 |  |  |  | 2 |  | 0 | 0 | March | 2027
B0079 AHU2 A | 001 | 000007091701 | 2027-03-22 00:15 | 1501002202 | FILTER, BAG, 24X12X12, HEIGHT X WIDTH X DEPTH, (VERTICAL CONFIGURATION), MERV14A, CAMFIL 5P, 405619C12 | 1501002202 - FILTER, BAG, 24X12X12, HEIGHT X WIDTH X DEPTH, (VERTICAL CONFIGURATION), MERV14A, CAMFIL 5P, 405619C12 |  |  |  | 2 |  | 0 | 0 | March | 2027
B0079 AHU2 A | 001 | 000007091701 | 2027-03-22 00:15 | 1501002210 | FILTER, BAG, 24X24X12, MERV14A, CAMFIL 10P, 405619A12 | 1501002210 - FILTER, BAG, 24X24X12, MERV14A, CAMFIL 10P, 405619A12 |  |  |  | 4 |  | 0 | 0 | March | 2027
B0079 AHU3 A | 001 | 000007091702 | 2027-03-22 00:15 | 1501002202 | FILTER, BAG, 24X12X12, HEIGHT X WIDTH X DEPTH, (VERTICAL CONFIGURATION), MERV14A, CAMFIL 5P, 405619C12 | 1501002202 - FILTER, BAG, 24X12X12, HEIGHT X WIDTH X DEPTH, (VERTICAL CONFIGURATION), MERV14A, CAMFIL 5P, 405619C12 |  |  |  | 2 |  | 0 | 0 | March | 2027
B0079 AHU3 A | 001 | 000007091702 | 2027-03-22 00:15 | 1501002210 | FILTER, BAG, 24X24X12, MERV14A, CAMFIL 10P, 405619A12 | 1501002210 - FILTER, BAG, 24X24X12, MERV14A, CAMFIL 10P, 405619A12 |  |  |  | 4 |  | 0 | 0 | March | 2027
B0099 AHU4 A | 001 | 000000083060 | 2027-03-22 00:16 | 1501001509 | BELT, #5VX1277 | 1501001509 - BELT, #5VX1277 |  |  |  | 2 |  | 79.5583 | 159.1166 | March | 2027
B0099 AHU4 A | 001 | 000000083060 | 2027-03-22 00:16 | 1501002210 | FILTER, BAG, 24X24X12, MERV14A, CAMFIL 10P, 405619A12 | 1501002210 - FILTER, BAG, 24X24X12, MERV14A, CAMFIL 10P, 405619A12 |  |  |  | 12 |  | 0 | 0 | March | 2027
B0099 AHU4 A | 001 | 000000083060 | 2027-03-22 00:16 | 1501002208 | FILTER, BAG, 24X20X12, HEIGHT X WIDTH X DEPTH, (VERTICAL CONFIGURATION), MERV14A, CAMFIL 8P, 405619B12 (REPLACES 1501003005) | 1501002208 - FILTER, BAG, 24X20X12, HEIGHT X WIDTH X DEPTH, (VERTICAL CONFIGURATION), MERV14A, CAMFIL 8P, 405619B12 (REPLACES 1501003005) |  |  |  | 3 |  | 0 | 0 | March | 2027
B0099 AHU5 A | 001 | 000000083037 | 2027-03-22 00:16 | 1501001416 | BELT, #BX-63, BX63 (COG TYPE) | 1501001416 - BELT, #BX-63, BX63 (COG TYPE) |  |  |  | 2 |  | 0 | 0 | March | 2027
B0099 AHU5 A | 001 | 000000083037 | 2027-03-22 00:16 | 1501002208 | FILTER, BAG, 24X20X12, HEIGHT X WIDTH X DEPTH, (VERTICAL CONFIGURATION), MERV14A, CAMFIL 8P, 405619B12 (REPLACES 1501003005) | 1501002208 - FILTER, BAG, 24X20X12, HEIGHT X WIDTH X DEPTH, (VERTICAL CONFIGURATION), MERV14A, CAMFIL 8P, 405619B12 (REPLACES 1501003005) |  |  |  | 2 |  | 0 | 0 | March | 2027
B0099 AHU5 A | 001 | 000000083037 | 2027-03-22 00:16 | 1501002210 | FILTER, BAG, 24X24X12, MERV14A, CAMFIL 10P, 405619A12 | 1501002210 - FILTER, BAG, 24X24X12, MERV14A, CAMFIL 10P, 405619A12 |  |  |  | 1 |  | 0 | 0 | March | 2027
0045 FTU Q-5 | 001 | 000000031024 | 2027-03-23 00:06 | 1501001250 | FILTER, 14 X 24 X 1, PLEATED MDL 40 HI-CAP MERV 10 (14X24X1) | 1501001250 - FILTER, 14 X 24 X 1, PLEATED MDL 40 HI-CAP MERV 10 (14X24X1) |  |  |  | 1 |  | 0 | 0 | March | 2027
0045 FTU Q-5 | 001 | 000000031026 | 2027-03-23 00:06 | 1501001250 | FILTER, 14 X 24 X 1, PLEATED MDL 40 HI-CAP MERV 10 (14X24X1) | 1501001250 - FILTER, 14 X 24 X 1, PLEATED MDL 40 HI-CAP MERV 10 (14X24X1) |  |  |  | 1 |  | 0 | 0 | March | 2027
0045 FTU Q-5 | 001 | 000000031028 | 2027-03-23 00:06 | 1501001250 | FILTER, 14 X 24 X 1, PLEATED MDL 40 HI-CAP MERV 10 (14X24X1) | 1501001250 - FILTER, 14 X 24 X 1, PLEATED MDL 40 HI-CAP MERV 10 (14X24X1) |  |  |  | 1 |  | 0 | 0 | March | 2027
0045 FTU Q-5 | 001 | 000000031032 | 2027-03-23 00:06 | 1501001250 | FILTER, 14 X 24 X 1, PLEATED MDL 40 HI-CAP MERV 10 (14X24X1) | 1501001250 - FILTER, 14 X 24 X 1, PLEATED MDL 40 HI-CAP MERV 10 (14X24X1) |  |  |  | 1 |  | 0 | 0 | March | 2027
0045 FTU Q-5 | 001 | 000000031033 | 2027-03-23 00:06 | 1501001250 | FILTER, 14 X 24 X 1, PLEATED MDL 40 HI-CAP MERV 10 (14X24X1) | 1501001250 - FILTER, 14 X 24 X 1, PLEATED MDL 40 HI-CAP MERV 10 (14X24X1) |  |  |  | 1 |  | 0 | 0 | March | 2027
0045 FTU Q-5 | 001 | 000000031043 | 2027-03-23 00:06 | 1501001883 | FILTER, 17 X 30 X 1, PLEATED MDL 40 HI-CAP MERV 10 (17X30X1) | 1501001883 - FILTER, 17 X 30 X 1, PLEATED MDL 40 HI-CAP MERV 10 (17X30X1) |  |  |  | 1 |  | 0 | 0 | March | 2027
B0079 AHU4 A | 001 | 000007091703 | 2027-03-23 00:15 | 1501002200 | FILTER, BAG, 12X24X12, HEIGHT X WIDTH X DEPTH, (HORIZONTAL CONFIGURATION), MERV14A, CAMFIL 10P, 405619F12 | 1501002200 - FILTER, BAG, 12X24X12, HEIGHT X WIDTH X DEPTH, (HORIZONTAL CONFIGURATION), MERV14A, CAMFIL 10P, 405619F12 |  |  |  | 3 |  | 78.19 | 234.57 | March | 2027
B0079 AHU4 A | 001 | 000007091703 | 2027-03-23 00:15 | 1501002210 | FILTER, BAG, 24X24X12, MERV14A, CAMFIL 10P, 405619A12 | 1501002210 - FILTER, BAG, 24X24X12, MERV14A, CAMFIL 10P, 405619A12 |  |  |  | 6 |  | 0 | 0 | March | 2027
B0079 AHU5 A | 001 | 000007091704 | 2027-03-23 00:15 | 1501002200 | FILTER, BAG, 12X24X12, HEIGHT X WIDTH X DEPTH, (HORIZONTAL CONFIGURATION), MERV14A, CAMFIL 10P, 405619F12 | 1501002200 - FILTER, BAG, 12X24X12, HEIGHT X WIDTH X DEPTH, (HORIZONTAL CONFIGURATION), MERV14A, CAMFIL 10P, 405619F12 |  |  |  | 3 |  | 78.19 | 234.57 | March | 2027
B0079 AHU5 A | 001 | 000007091704 | 2027-03-23 00:15 | 1501002210 | FILTER, BAG, 24X24X12, MERV14A, CAMFIL 10P, 405619A12 | 1501002210 - FILTER, BAG, 24X24X12, MERV14A, CAMFIL 10P, 405619A12 |  |  |  | 6 |  | 0 | 0 | March | 2027
B0079 AHU6 A | 001 | 000007091705 | 2027-03-23 00:15 | 1501002200 | FILTER, BAG, 12X24X12, HEIGHT X WIDTH X DEPTH, (HORIZONTAL CONFIGURATION), MERV14A, CAMFIL 10P, 405619F12 | 1501002200 - FILTER, BAG, 12X24X12, HEIGHT X WIDTH X DEPTH, (HORIZONTAL CONFIGURATION), MERV14A, CAMFIL 10P, 405619F12 |  |  |  | 3 |  | 78.19 | 234.57 | March | 2027
B0079 AHU6 A | 001 | 000007091705 | 2027-03-23 00:15 | 1501002210 | FILTER, BAG, 24X24X12, MERV14A, CAMFIL 10P, 405619A12 | 1501002210 - FILTER, BAG, 24X24X12, MERV14A, CAMFIL 10P, 405619A12 |  |  |  | 6 |  | 0 | 0 | March | 2027
0045 FTU Q-6 | 001 | 000000031044 | 2027-03-24 00:06 | 1501001250 | FILTER, 14 X 24 X 1, PLEATED MDL 40 HI-CAP MERV 10 (14X24X1) | 1501001250 - FILTER, 14 X 24 X 1, PLEATED MDL 40 HI-CAP MERV 10 (14X24X1) |  |  |  | 1 |  | 0 | 0 | March | 2027
0045 FTU Q-6 | 001 | 000000031046 | 2027-03-24 00:06 | 1501001250 | FILTER, 14 X 24 X 1, PLEATED MDL 40 HI-CAP MERV 10 (14X24X1) | 1501001250 - FILTER, 14 X 24 X 1, PLEATED MDL 40 HI-CAP MERV 10 (14X24X1) |  |  |  | 1 |  | 0 | 0 | March | 2027
0045 FTU Q-6 | 001 | 000090002575 | 2027-03-24 00:06 | 1501001250 | FILTER, 14 X 24 X 1, PLEATED MDL 40 HI-CAP MERV 10 (14X24X1) | 1501001250 - FILTER, 14 X 24 X 1, PLEATED MDL 40 HI-CAP MERV 10 (14X24X1) |  |  |  | 1 |  | 0 | 0 | March | 2027
0045 FTU Q-6 | 001 | 000000031045 | 2027-03-24 00:06 | 1501001883 | FILTER, 17 X 30 X 1, PLEATED MDL 40 HI-CAP MERV 10 (17X30X1) | 1501001883 - FILTER, 17 X 30 X 1, PLEATED MDL 40 HI-CAP MERV 10 (17X30X1) |  |  |  | 1 |  | 0 | 0 | March | 2027
0045 FTU Q-6 | 001 | 000090002581 | 2027-03-24 00:06 | 1501001250 | FILTER, 14 X 24 X 1, PLEATED MDL 40 HI-CAP MERV 10 (14X24X1) | 1501001250 - FILTER, 14 X 24 X 1, PLEATED MDL 40 HI-CAP MERV 10 (14X24X1) |  |  |  | 1 |  | 0 | 0 | March | 2027
0045 FTU Q-6 | 001 | 000090002582 | 2027-03-24 00:06 | 1501001250 | FILTER, 14 X 24 X 1, PLEATED MDL 40 HI-CAP MERV 10 (14X24X1) | 1501001250 - FILTER, 14 X 24 X 1, PLEATED MDL 40 HI-CAP MERV 10 (14X24X1) |  |  |  | 1 |  | 0 | 0 | March | 2027
0045 FTU Q-6 | 001 | 000090002579 | 2027-03-24 00:06 | 1501001883 | FILTER, 17 X 30 X 1, PLEATED MDL 40 HI-CAP MERV 10 (17X30X1) | 1501001883 - FILTER, 17 X 30 X 1, PLEATED MDL 40 HI-CAP MERV 10 (17X30X1) |  |  |  | 1 |  | 0 | 0 | March | 2027
B0079 AHU7 A | 001 | 000007091706 | 2027-03-24 00:15 | 1501002210 | FILTER, BAG, 24X24X12, MERV14A, CAMFIL 10P, 405619A12 | 1501002210 - FILTER, BAG, 24X24X12, MERV14A, CAMFIL 10P, 405619A12 |  |  |  | 4 |  | 0 | 0 | March | 2027
B0079 AHU8 A | 001 | 000007091707 | 2027-03-24 00:15 | 1501002210 | FILTER, BAG, 24X24X12, MERV14A, CAMFIL 10P, 405619A12 | 1501002210 - FILTER, BAG, 24X24X12, MERV14A, CAMFIL 10P, 405619A12 |  |  |  | 6 |  | 0 | 0 | March | 2027
B0079 AHU9 A | 001 | 000007091708 | 2027-03-24 00:15 | 1501002200 | FILTER, BAG, 12X24X12, HEIGHT X WIDTH X DEPTH, (HORIZONTAL CONFIGURATION), MERV14A, CAMFIL 10P, 405619F12 | 1501002200 - FILTER, BAG, 12X24X12, HEIGHT X WIDTH X DEPTH, (HORIZONTAL CONFIGURATION), MERV14A, CAMFIL 10P, 405619F12 |  |  |  | 3 |  | 78.19 | 234.57 | March | 2027
B0079 AHU9 A | 001 | 000007091708 | 2027-03-24 00:15 | 1501002210 | FILTER, BAG, 24X24X12, MERV14A, CAMFIL 10P, 405619A12 | 1501002210 - FILTER, BAG, 24X24X12, MERV14A, CAMFIL 10P, 405619A12 |  |  |  | 6 |  | 0 | 0 | March | 2027
B0140 ERU-1 M1 | 001 | 000000124022 | 2027-03-24 00:19 | 1501001910 | FILTER, 20 X 25 X 2, PLEATED MDL 40 HI-CAP MERV 10 (20X25X2) | 1501001910 - FILTER, 20 X 25 X 2, PLEATED MDL 40 HI-CAP MERV 10 (20X25X2) |  |  |  | 4 |  | 0 | 0 | March | 2027
B0140 ERU-2 M1 | 001 | 000000124038 | 2027-03-24 00:19 | 1501001910 | FILTER, 20 X 25 X 2, PLEATED MDL 40 HI-CAP MERV 10 (20X25X2) | 1501001910 - FILTER, 20 X 25 X 2, PLEATED MDL 40 HI-CAP MERV 10 (20X25X2) |  |  |  | 4 |  | 0 | 0 | March | 2027
B0140 ERU-3 M1 | 001 | 000000124054 | 2027-03-24 00:19 | 1501001167 | FILTER, 12 X 20 X 2, PLEATED MDL 40 HI-CAP MERV 10 (12X20X2) | 1501001167 - FILTER, 12 X 20 X 2, PLEATED MDL 40 HI-CAP MERV 10 (12X20X2) |  |  |  | 2 |  | 3.92 | 7.84 | March | 2027
B0140 ERU-3 M1 | 001 | 000000124054 | 2027-03-24 00:19 | 1501001910 | FILTER, 20 X 25 X 2, PLEATED MDL 40 HI-CAP MERV 10 (20X25X2) | 1501001910 - FILTER, 20 X 25 X 2, PLEATED MDL 40 HI-CAP MERV 10 (20X25X2) |  |  |  | 2 |  | 0 | 0 | March | 2027
B0099 AHU1 A | 001 | 000000083036 | 2027-03-28 00:16 | 1501001449 | BELT, #BX-112, BX112 (COG TYPE) | 1501001449 - BELT, #BX-112, BX112 (COG TYPE) |  |  |  | 3 |  | 30.88 | 92.64 | March | 2027
B0099 AHU1 A | 001 | 000000083036 | 2027-03-28 00:16 | 1501002210 | FILTER, BAG, 24X24X12, MERV14A, CAMFIL 10P, 405619A12 | 1501002210 - FILTER, BAG, 24X24X12, MERV14A, CAMFIL 10P, 405619A12 |  |  |  | 8 |  | 0 | 0 | March | 2027
B0099 AHU1 A | 001 | 000000083036 | 2027-03-28 00:16 | 1501002202 | FILTER, BAG, 24X12X12, HEIGHT X WIDTH X DEPTH, (VERTICAL CONFIGURATION), MERV14A, CAMFIL 5P, 405619C12 | 1501002202 - FILTER, BAG, 24X12X12, HEIGHT X WIDTH X DEPTH, (VERTICAL CONFIGURATION), MERV14A, CAMFIL 5P, 405619C12 |  |  |  | 2 |  | 0 | 0 | March | 2027
B0099 AHU1 A | 001 | 000000083036 | 2027-03-28 00:16 | 1501002200 | FILTER, BAG, 12X24X12, HEIGHT X WIDTH X DEPTH, (HORIZONTAL CONFIGURATION), MERV14A, CAMFIL 10P, 405619F12 | 1501002200 - FILTER, BAG, 12X24X12, HEIGHT X WIDTH X DEPTH, (HORIZONTAL CONFIGURATION), MERV14A, CAMFIL 10P, 405619F12 |  |  |  | 4 |  | 78.19 | 312.76 | March | 2027
B0099 AHU2 A | 001 | 000000083031 | 2027-03-28 00:16 | 1501001466 | BELT, #BX-120, BX120 (COG TYPE) | 1501001466 - BELT, #BX-120, BX120 (COG TYPE) |  |  |  | 2 |  | 32.7125 | 65.425 | March | 2027
B0099 AHU2 A | 001 | 000000083031 | 2027-03-28 00:16 | 1501002210 | FILTER, BAG, 24X24X12, MERV14A, CAMFIL 10P, 405619A12 | 1501002210 - FILTER, BAG, 24X24X12, MERV14A, CAMFIL 10P, 405619A12 |  |  |  | 8 |  | 0 | 0 | March | 2027
B0099 AHU2 A | 001 | 000000083031 | 2027-03-28 00:16 | 1501002200 | FILTER, BAG, 12X24X12, HEIGHT X WIDTH X DEPTH, (HORIZONTAL CONFIGURATION), MERV14A, CAMFIL 10P, 405619F12 | 1501002200 - FILTER, BAG, 12X24X12, HEIGHT X WIDTH X DEPTH, (HORIZONTAL CONFIGURATION), MERV14A, CAMFIL 10P, 405619F12 |  |  |  | 4 |  | 78.19 | 312.76 | March | 2027
B0099 AHU3 A | 001 | 000000083110 | 2027-03-28 00:16 | 1501001049 | BELT, #5VX880 | 1501001049 - BELT, #5VX880 |  |  |  | 2 |  | 25.963 | 51.926 | March | 2027
B0099 AHU3 A | 001 | 000000083110 | 2027-03-28 00:16 | 1501002210 | FILTER, BAG, 24X24X12, MERV14A, CAMFIL 10P, 405619A12 | 1501002210 - FILTER, BAG, 24X24X12, MERV14A, CAMFIL 10P, 405619A12 |  |  |  | 6 |  | 0 | 0 | March | 2027
B0099 AHU3 A | 001 | 000000083110 | 2027-03-28 00:16 | 1501002202 | FILTER, BAG, 24X12X12, HEIGHT X WIDTH X DEPTH, (VERTICAL CONFIGURATION), MERV14A, CAMFIL 5P, 405619C12 | 1501002202 - FILTER, BAG, 24X12X12, HEIGHT X WIDTH X DEPTH, (VERTICAL CONFIGURATION), MERV14A, CAMFIL 5P, 405619C12 |  |  |  | 2 |  | 0 | 0 | March | 2027
0045 FTU Q-2 | 001 | 000000031150 | 2027-03-29 00:06 | 1501001250 | FILTER, 14 X 24 X 1, PLEATED MDL 40 HI-CAP MERV 10 (14X24X1) | 1501001250 - FILTER, 14 X 24 X 1, PLEATED MDL 40 HI-CAP MERV 10 (14X24X1) |  |  |  | 1 |  | 0 | 0 | March | 2027
0045 FTU Q-2 | 001 | 000000031151 | 2027-03-29 00:06 | 1501001250 | FILTER, 14 X 24 X 1, PLEATED MDL 40 HI-CAP MERV 10 (14X24X1) | 1501001250 - FILTER, 14 X 24 X 1, PLEATED MDL 40 HI-CAP MERV 10 (14X24X1) |  |  |  | 1 |  | 0 | 0 | March | 2027
0045 FTU Q-2 | 001 | 000000031152 | 2027-03-29 00:06 | 1501001250 | FILTER, 14 X 24 X 1, PLEATED MDL 40 HI-CAP MERV 10 (14X24X1) | 1501001250 - FILTER, 14 X 24 X 1, PLEATED MDL 40 HI-CAP MERV 10 (14X24X1) |  |  |  | 1 |  | 0 | 0 | March | 2027
0045 FTU Q-2 | 001 | 000000031154 | 2027-03-29 00:06 | 1501001250 | FILTER, 14 X 24 X 1, PLEATED MDL 40 HI-CAP MERV 10 (14X24X1) | 1501001250 - FILTER, 14 X 24 X 1, PLEATED MDL 40 HI-CAP MERV 10 (14X24X1) |  |  |  | 1 |  | 0 | 0 | March | 2027
0045 FTU Q-2 | 001 | 000000031155 | 2027-03-29 00:06 | 1501001250 | FILTER, 14 X 24 X 1, PLEATED MDL 40 HI-CAP MERV 10 (14X24X1) | 1501001250 - FILTER, 14 X 24 X 1, PLEATED MDL 40 HI-CAP MERV 10 (14X24X1) |  |  |  | 1 |  | 0 | 0 | March | 2027
0045 FTU Q-2 | 001 | 000000031186 | 2027-03-29 00:06 | 1501001250 | FILTER, 14 X 24 X 1, PLEATED MDL 40 HI-CAP MERV 10 (14X24X1) | 1501001250 - FILTER, 14 X 24 X 1, PLEATED MDL 40 HI-CAP MERV 10 (14X24X1) |  |  |  | 1 |  | 0 | 0 | March | 2027
0045 FTU Q-2 | 001 | 000000031193 | 2027-03-29 00:06 | 1501001250 | FILTER, 14 X 24 X 1, PLEATED MDL 40 HI-CAP MERV 10 (14X24X1) | 1501001250 - FILTER, 14 X 24 X 1, PLEATED MDL 40 HI-CAP MERV 10 (14X24X1) |  |  |  | 1 |  | 0 | 0 | March | 2027
B0013 AHU-1 Q | 001 | 000000009029 | 2027-04-04 00:11 | 1501002234 | FILTER, 30/30, DUAL 9, HIGH-CAPACITY, MERV 9, 24X24X2 | 1501002234 - FILTER, 30/30, DUAL 9, HIGH-CAPACITY, MERV 9, 24X24X2 |  |  |  | 1 |  | 0 | 0 | April | 2027
B0075 AHU-1 A | 001 | 000000065196 | 2027-04-04 00:15 | 1501001042 | BELT, #BX-54, BX54 (COG TYPE) | 1501001042 - BELT, #BX-54, BX54 (COG TYPE) |  |  |  | 2 |  | 11.4949 | 22.9898 | April | 2027
B0075 AHU-1 A | 001 | 000000065196 | 2027-04-04 00:15 | 1501002210 | FILTER, BAG, 24X24X12, MERV14A, CAMFIL 10P, 405619A12 | 1501002210 - FILTER, BAG, 24X24X12, MERV14A, CAMFIL 10P, 405619A12 |  |  |  | 3 |  | 0 | 0 | April | 2027
B0075 AHU-1 A | 001 | 000000065196 | 2027-04-04 00:15 | 1501002200 | FILTER, BAG, 12X24X12, HEIGHT X WIDTH X DEPTH, (HORIZONTAL CONFIGURATION), MERV14A, CAMFIL 10P, 405619F12 | 1501002200 - FILTER, BAG, 12X24X12, HEIGHT X WIDTH X DEPTH, (HORIZONTAL CONFIGURATION), MERV14A, CAMFIL 10P, 405619F12 |  |  |  | 3 |  | 78.19 | 234.57 | April | 2027
B0075 AHU-2 A | 001 | 000000065197 | 2027-04-04 00:15 | 1501001328 | BELT, #5VX710 | 1501001328 - BELT, #5VX710 |  |  |  | 2 |  | 23.9221 | 47.8442 | April | 2027
B0075 AHU-2 A | 001 | 000000065197 | 2027-04-04 00:15 | 1501002208 | FILTER, BAG, 24X20X12, HEIGHT X WIDTH X DEPTH, (VERTICAL CONFIGURATION), MERV14A, CAMFIL 8P, 405619B12 (REPLACES 1501003005) | 1501002208 - FILTER, BAG, 24X20X12, HEIGHT X WIDTH X DEPTH, (VERTICAL CONFIGURATION), MERV14A, CAMFIL 8P, 405619B12 (REPLACES 1501003005) |  |  |  | 4 |  | 0 | 0 | April | 2027
B0075 AHU-2 A | 001 | 000000065197 | 2027-04-04 00:15 | 1501002210 | FILTER, BAG, 24X24X12, MERV14A, CAMFIL 10P, 405619A12 | 1501002210 - FILTER, BAG, 24X24X12, MERV14A, CAMFIL 10P, 405619A12 |  |  |  | 4 |  | 0 | 0 | April | 2027
B0075 AHU-3 A | 001 | 000000065198 | 2027-04-04 00:15 | 1501001418 | BELT, #BX-65, BX65 (COG TYPE) | 1501001418 - BELT, #BX-65, BX65 (COG TYPE) |  |  |  | 2 |  | 13.6287 | 27.2574 | April | 2027
B0075 AHU-3 A | 001 | 000000065198 | 2027-04-04 00:15 | 1501002208 | FILTER, BAG, 24X20X12, HEIGHT X WIDTH X DEPTH, (VERTICAL CONFIGURATION), MERV14A, CAMFIL 8P, 405619B12 (REPLACES 1501003005) | 1501002208 - FILTER, BAG, 24X20X12, HEIGHT X WIDTH X DEPTH, (VERTICAL CONFIGURATION), MERV14A, CAMFIL 8P, 405619B12 (REPLACES 1501003005) |  |  |  | 4 |  | 0 | 0 | April | 2027
B0075 AHU-3 A | 001 | 000000065198 | 2027-04-04 00:15 | 1501002204 | FILTER, BAG, 20X20X12, MERV14A, CAMFIL 8P, 405619D12 (REPLACES 1501001202) | 1501002204 - FILTER, BAG, 20X20X12, MERV14A, CAMFIL 8P, 405619D12 (REPLACES 1501001202) |  |  |  | 4 |  | 0 | 0 | April | 2027
B0153 DAHU1 Q | 001 | 000000128000 | 2027-04-04 00:19 | 1501001130 | FILTER, 20 X 25 X 1,PLEATED MDL 40 HI-CAP MERV 10 (20X25X1) | 1501001130 - FILTER, 20 X 25 X 1,PLEATED MDL 40 HI-CAP MERV 10 (20X25X1) |  |  |  | 1 |  | 0 | 0 | April | 2027
B0153 DAHU2 Q | 001 | 000000128001 | 2027-04-04 00:19 | 1501001130 | FILTER, 20 X 25 X 1,PLEATED MDL 40 HI-CAP MERV 10 (20X25X1) | 1501001130 - FILTER, 20 X 25 X 1,PLEATED MDL 40 HI-CAP MERV 10 (20X25X1) |  |  |  | 1 |  | 0 | 0 | April | 2027
B0051 AHU11 M | 001 | 000000034012 | 2027-04-05 00:13 | 1501001175 | FILTER, MERV 13, 16 X 25 X 4, PLEATED MDL 40 HI-CAP (16X25X4) | 1501001175 - FILTER, MERV 13, 16 X 25 X 4, PLEATED MDL 40 HI-CAP (16X25X4) |  |  |  | 2 |  | 0 | 0 | April | 2027
B0051 AHU11 M | 001 | 000000034012 | 2027-04-05 00:13 | 1501001207 | FILTER, MERV 13, 16 X 20 X 4, PLEATED MDL 40 HI-CAP (16X20X4) | 1501001207 - FILTER, MERV 13, 16 X 20 X 4, PLEATED MDL 40 HI-CAP (16X20X4) |  |  |  | 4 |  | 0 | 0 | April | 2027
B0053 AHU 1 Q | 001 | 000007090292 | 2027-04-05 00:14 | 1501002239 | FILTER, 30/30, DUAL 9, HIGH-CAPACITY, MERV 9, 12X24X4 | 1501002239 - FILTER, 30/30, DUAL 9, HIGH-CAPACITY, MERV 9, 12X24X4 |  |  |  | 3 |  | 21.2707 | 63.8121 | April | 2027
B0053 AHU 1 Q | 001 | 000007090292 | 2027-04-05 00:14 | 1501002247 | FILTER, 30/30, DUAL 9, HIGH-CAPACITY, MERV 9, 24X24X4 | 1501002247 - FILTER, 30/30, DUAL 9, HIGH-CAPACITY, MERV 9, 24X24X4 |  |  |  | 12 |  | 0 | 0 | April | 2027
B0075 AHU-4 A | 001 | 000000065081 | 2027-04-05 00:15 | 1501001414 | BELT, #BX-61, BX61 (COG TYPE) | 1501001414 - BELT, #BX-61, BX61 (COG TYPE) |  |  |  | 2 |  | 13.7016 | 27.4032 | April | 2027
B0075 AHU-4 A | 001 | 000000065081 | 2027-04-05 00:15 | 1501002208 | FILTER, BAG, 24X20X12, HEIGHT X WIDTH X DEPTH, (VERTICAL CONFIGURATION), MERV14A, CAMFIL 8P, 405619B12 (REPLACES 1501003005) | 1501002208 - FILTER, BAG, 24X20X12, HEIGHT X WIDTH X DEPTH, (VERTICAL CONFIGURATION), MERV14A, CAMFIL 8P, 405619B12 (REPLACES 1501003005) |  |  |  | 4 |  | 0 | 0 | April | 2027
B0075 AHU-4 A | 001 | 000000065081 | 2027-04-05 00:15 | 1501002204 | FILTER, BAG, 20X20X12, MERV14A, CAMFIL 8P, 405619D12 (REPLACES 1501001202) | 1501002204 - FILTER, BAG, 20X20X12, MERV14A, CAMFIL 8P, 405619D12 (REPLACES 1501001202) |  |  |  | 4 |  | 0 | 0 | April | 2027
B0075 AHU-5 A | 001 | 000000065055 | 2027-04-05 00:15 | 1501001412 | BELT, #BX-58, BX58 (COG TYPE) | 1501001412 - BELT, #BX-58, BX58 (COG TYPE) |  |  |  | 2 |  | 0 | 0 | April | 2027
B0075 AHU-5 A | 001 | 000000065055 | 2027-04-05 00:15 | 1501002210 | FILTER, BAG, 24X24X12, MERV14A, CAMFIL 10P, 405619A12 | 1501002210 - FILTER, BAG, 24X24X12, MERV14A, CAMFIL 10P, 405619A12 |  |  |  | 3 |  | 0 | 0 | April | 2027
B0075 AHU-5 A | 001 | 000000065055 | 2027-04-05 00:15 | 1501002200 | FILTER, BAG, 12X24X12, HEIGHT X WIDTH X DEPTH, (HORIZONTAL CONFIGURATION), MERV14A, CAMFIL 10P, 405619F12 | 1501002200 - FILTER, BAG, 12X24X12, HEIGHT X WIDTH X DEPTH, (HORIZONTAL CONFIGURATION), MERV14A, CAMFIL 10P, 405619F12 |  |  |  | 3 |  | 78.19 | 234.57 | April | 2027
B0078 DAHU1 A | 001 | 000003090009 | 2027-04-05 00:15 | 1501001881 | FILTER, 22 X 24 X 1, PLEATED MDL 40 HI-CAP MERV 10 (22X24X1) | 1501001881 - FILTER, 22 X 24 X 1, PLEATED MDL 40 HI-CAP MERV 10 (22X24X1) |  |  |  | 1 |  | 0 | 0 | April | 2027
B0089 AHU1 Q | 001 | 000000055000 | 2027-04-05 00:16 | 1501001133 | FILTER, 20 X 20 X 1, PLEATED MDL 40 STANDARD MERV 10 (20X20X1) | 1501001133 - FILTER, 20 X 20 X 1, PLEATED MDL 40 STANDARD MERV 10 (20X20X1) |  |  |  | 1 |  | 0 | 0 | April | 2027
B0089 AHU1 Q | 001 | 000000055000 | 2027-04-05 00:16 | 1501001139 | FILTER, 16 X 20 X 1, PLEATED MDL 40 HI-CAP MERV 10 (16X20X1) (ACTUAL SIZE: 15-1/2"X19-1/2"X3/4") | 1501001139 - FILTER, 16 X 20 X 1, PLEATED MDL 40 HI-CAP MERV 10 (16X20X1) (ACTUAL SIZE: 15-1/2"X19-1/2"X3/4") |  |  |  | 1 |  | 0 | 0 | April | 2027
B0051 EF-28 | 001 | 000090002555 | 2027-04-06 00:13 | 1501001884 | FILTER, 10X18X1, PLEATED MDL 40 HI-CAP MERV 10 (10 X 18 X 1) | 1501001884 - FILTER, 10X18X1, PLEATED MDL 40 HI-CAP MERV 10 (10 X 18 X 1) |  |  |  | 6 |  | 0 | 0 | April | 2027
B0053 AHU-1 Q | 001 | 000000038024 | 2027-04-06 00:14 | 1501002234 | FILTER, 30/30, DUAL 9, HIGH-CAPACITY, MERV 9, 24X24X2 | 1501002234 - FILTER, 30/30, DUAL 9, HIGH-CAPACITY, MERV 9, 24X24X2 |  |  |  | 3 |  | 0 | 0 | April | 2027
B0053 AHU-2 Q | 001 | 000000038018 | 2027-04-06 00:14 | 1501002234 | FILTER, 30/30, DUAL 9, HIGH-CAPACITY, MERV 9, 24X24X2 | 1501002234 - FILTER, 30/30, DUAL 9, HIGH-CAPACITY, MERV 9, 24X24X2 |  |  |  | 3 |  | 0 | 0 | April | 2027
B0053 AHU-3 Q | 001 | 000000038019 | 2027-04-06 00:14 | 1501002234 | FILTER, 30/30, DUAL 9, HIGH-CAPACITY, MERV 9, 24X24X2 | 1501002234 - FILTER, 30/30, DUAL 9, HIGH-CAPACITY, MERV 9, 24X24X2 |  |  |  | 3 |  | 0 | 0 | April | 2027
B0075 AHU-7 A | 001 | 000000065061 | 2027-04-06 00:15 | 1501001403 | BELT, #BX-56, BX56 (COG TYPE) | 1501001403 - BELT, #BX-56, BX56 (COG TYPE) |  |  |  | 2 |  | 14.4627 | 28.9254 | April | 2027
B0075 AHU-7 A | 001 | 000000065061 | 2027-04-06 00:15 | 1501002210 | FILTER, BAG, 24X24X12, MERV14A, CAMFIL 10P, 405619A12 | 1501002210 - FILTER, BAG, 24X24X12, MERV14A, CAMFIL 10P, 405619A12 |  |  |  | 3 |  | 0 | 0 | April | 2027
B0075 AHU-7 A | 001 | 000000065061 | 2027-04-06 00:15 | 1501002200 | FILTER, BAG, 12X24X12, HEIGHT X WIDTH X DEPTH, (HORIZONTAL CONFIGURATION), MERV14A, CAMFIL 10P, 405619F12 | 1501002200 - FILTER, BAG, 12X24X12, HEIGHT X WIDTH X DEPTH, (HORIZONTAL CONFIGURATION), MERV14A, CAMFIL 10P, 405619F12 |  |  |  | 3 |  | 78.19 | 234.57 | April | 2027
0051 FLT BW | 001 | 005102100000 | 2027-04-07 00:06 | 1501001121 | FILTER, 20 X 20 X 2, PLEATED MDL 40 STANDARD MERV 10 (20X20X2) | 1501001121 - FILTER, 20 X 20 X 2, PLEATED MDL 40 STANDARD MERV 10 (20X20X2) |  |  |  | 2 |  | 0 | 0 | April | 2027
0051 FLT BW | 001 | 005102120000 | 2027-04-07 00:06 | 1501001121 | FILTER, 20 X 20 X 2, PLEATED MDL 40 STANDARD MERV 10 (20X20X2) | 1501001121 - FILTER, 20 X 20 X 2, PLEATED MDL 40 STANDARD MERV 10 (20X20X2) |  |  |  | 2 |  | 0 | 0 | April | 2027
0051 FLT BW | 001 | 005102160000 | 2027-04-07 00:06 | 1501001121 | FILTER, 20 X 20 X 2, PLEATED MDL 40 STANDARD MERV 10 (20X20X2) | 1501001121 - FILTER, 20 X 20 X 2, PLEATED MDL 40 STANDARD MERV 10 (20X20X2) |  |  |  | 2 |  | 0 | 0 | April | 2027
0051 FLT BW | 001 | 005102200000 | 2027-04-07 00:06 | 1501001121 | FILTER, 20 X 20 X 2, PLEATED MDL 40 STANDARD MERV 10 (20X20X2) | 1501001121 - FILTER, 20 X 20 X 2, PLEATED MDL 40 STANDARD MERV 10 (20X20X2) |  |  |  | 3 |  | 0 | 0 | April | 2027
B0053 AHU-4 Q | 001 | 000000038020 | 2027-04-07 00:14 | 1501002234 | FILTER, 30/30, DUAL 9, HIGH-CAPACITY, MERV 9, 24X24X2 | 1501002234 - FILTER, 30/30, DUAL 9, HIGH-CAPACITY, MERV 9, 24X24X2 |  |  |  | 3 |  | 0 | 0 | April | 2027
B0053 AHU-5 Q | 001 | 000000038021 | 2027-04-07 00:14 | 1501001125 | FILTER, 12 X 24 X 2, PLEATED MDL 40 HI-CAP MERV 10 (12X24X2) | 1501001125 - FILTER, 12 X 24 X 2, PLEATED MDL 40 HI-CAP MERV 10 (12X24X2) |  |  |  | 1 |  | 0 | 0 | April | 2027
B0053 AHU-5 Q | 001 | 000000038021 | 2027-04-07 00:14 | 1501001124 | FILTER, 16 X 24 X 2, PLEATED MDL 40 HI-CAP MERV 10 (16X24X2) | 1501001124 - FILTER, 16 X 24 X 2, PLEATED MDL 40 HI-CAP MERV 10 (16X24X2) |  |  |  | 6 |  | 3.579 | 21.474 | April | 2027
B0053 AHU-6 Q | 001 | 000000038022 | 2027-04-11 00:14 | 1501001119 | FILTER, 24 X 24 X 2, PLEATED MDL 40 HI-CAP MERV 10 (24X24X2) | 1501001119 - FILTER, 24 X 24 X 2, PLEATED MDL 40 HI-CAP MERV 10 (24X24X2) |  |  |  | 1 |  | 0 | 0 | April | 2027
B0053 AHUA3 Q | 001 | 000000038919 | 2027-04-11 00:14 | 1501001122 | FILTER, 16 X 25 X 2, PLEATED MDL 40 HI-CAP MERV 10 (16X25X2) | 1501001122 - FILTER, 16 X 25 X 2, PLEATED MDL 40 HI-CAP MERV 10 (16X25X2) |  |  |  | 4 |  | 0 | 0 | April | 2027
B0053 AHUA3 Q | 001 | 000000038919 | 2027-04-11 00:14 | 1501001910 | FILTER, 20 X 25 X 2, PLEATED MDL 40 HI-CAP MERV 10 (20X25X2) | 1501001910 - FILTER, 20 X 25 X 2, PLEATED MDL 40 HI-CAP MERV 10 (20X25X2) |  |  |  | 3 |  | 0 | 0 | April | 2027
B0075 AHU-6 A | 001 | 000000065054 | 2027-04-11 00:15 | 1501001411 | BELT, #BX-55, BX55 (COG TYPE) | 1501001411 - BELT, #BX-55, BX55 (COG TYPE) |  |  |  | 2 |  | 0 | 0 | April | 2027
B0075 AHU-6 A | 001 | 000000065054 | 2027-04-11 00:15 | 1501002210 | FILTER, BAG, 24X24X12, MERV14A, CAMFIL 10P, 405619A12 | 1501002210 - FILTER, BAG, 24X24X12, MERV14A, CAMFIL 10P, 405619A12 |  |  |  | 3 |  | 0 | 0 | April | 2027
B0075 AHU-6 A | 001 | 000000065054 | 2027-04-11 00:15 | 1501002200 | FILTER, BAG, 12X24X12, HEIGHT X WIDTH X DEPTH, (HORIZONTAL CONFIGURATION), MERV14A, CAMFIL 10P, 405619F12 | 1501002200 - FILTER, BAG, 12X24X12, HEIGHT X WIDTH X DEPTH, (HORIZONTAL CONFIGURATION), MERV14A, CAMFIL 10P, 405619F12 |  |  |  | 3 |  | 78.19 | 234.57 | April | 2027
ERU MLY CHK MT1 | 001 | 000000111022 | 2027-04-11 00:25 | 1501001167 | FILTER, 12 X 20 X 2, PLEATED MDL 40 HI-CAP MERV 10 (12X20X2) | 1501001167 - FILTER, 12 X 20 X 2, PLEATED MDL 40 HI-CAP MERV 10 (12X20X2) |  |  |  | 2 |  | 3.92 | 7.84 | April | 2027
ERU MLY CHK MT1 | 001 | 000000111022 | 2027-04-11 00:25 | 1501001910 | FILTER, 20 X 25 X 2, PLEATED MDL 40 HI-CAP MERV 10 (20X25X2) | 1501001910 - FILTER, 20 X 25 X 2, PLEATED MDL 40 HI-CAP MERV 10 (20X25X2) |  |  |  | 4 |  | 0 | 0 | April | 2027
0054 CRU-1-1 QF | 001 | 000000039009 | 2027-04-12 00:06 | 1501001208 | FILTER, 23 1/2 X 31 X 4, PLEATED MDL 40 HI-CAP MERV 10 (23 1/2X31X4, 23.5 X 31 X 4, 23.5X31X4) | 1501001208 - FILTER, 23 1/2 X 31 X 4, PLEATED MDL 40 HI-CAP MERV 10 (23 1/2X31X4, 23.5 X 31 X 4, 23.5X31X4) |  |  |  | 5 |  | 0 | 0 | April | 2027
0054 CRU-1-1 QF | 001 | 000000039009 | 2027-04-12 00:06 | 1501003007 | FILTER, 20 X 24 X 4, PLEATED MDL 40 HI-CAP MERV 10 (20X24X4) | 1501003007 - FILTER, 20 X 24 X 4, PLEATED MDL 40 HI-CAP MERV 10 (20X24X4) |  |  |  | 1 |  | 0 | 0 | April | 2027
0054 CRU-1-2 QF | 001 | 000000039010 | 2027-04-12 00:06 | 1501001208 | FILTER, 23 1/2 X 31 X 4, PLEATED MDL 40 HI-CAP MERV 10 (23 1/2X31X4, 23.5 X 31 X 4, 23.5X31X4) | 1501001208 - FILTER, 23 1/2 X 31 X 4, PLEATED MDL 40 HI-CAP MERV 10 (23 1/2X31X4, 23.5 X 31 X 4, 23.5X31X4) |  |  |  | 5 |  | 0 | 0 | April | 2027
0054 CRU-1-2 QF | 001 | 000000039010 | 2027-04-12 00:06 | 1501003007 | FILTER, 20 X 24 X 4, PLEATED MDL 40 HI-CAP MERV 10 (20X24X4) | 1501003007 - FILTER, 20 X 24 X 4, PLEATED MDL 40 HI-CAP MERV 10 (20X24X4) |  |  |  | 1 |  | 0 | 0 | April | 2027
0054 CRU-2-1 QF | 001 | 000000039018 | 2027-04-12 00:06 | 1501001930 | FILTER, 28.5 X 29.5 X 2, PLEATED MDL 40 HI-CAP MERV 10 (28.5X29.5X2, 28 1/2 X 29 1/2 X 2, 28 1/2X29 1/2X2) | 1501001930 - FILTER, 28.5 X 29.5 X 2, PLEATED MDL 40 HI-CAP MERV 10 (28.5X29.5X2, 28 1/2 X 29 1/2 X 2, 28 1/2X29 1/2X2) |  |  |  | 1 |  | 0 | 0 | April | 2027
0054 CRU-2-2 QF | 001 | 000000039019 | 2027-04-12 00:06 | 1501001930 | FILTER, 28.5 X 29.5 X 2, PLEATED MDL 40 HI-CAP MERV 10 (28.5X29.5X2, 28 1/2 X 29 1/2 X 2, 28 1/2X29 1/2X2) | 1501001930 - FILTER, 28.5 X 29.5 X 2, PLEATED MDL 40 HI-CAP MERV 10 (28.5X29.5X2, 28 1/2 X 29 1/2 X 2, 28 1/2X29 1/2X2) |  |  |  | 1 |  | 0 | 0 | April | 2027
0054 CRU-2-3 QF | 001 | 000000039020 | 2027-04-12 00:06 | 1501001930 | FILTER, 28.5 X 29.5 X 2, PLEATED MDL 40 HI-CAP MERV 10 (28.5X29.5X2, 28 1/2 X 29 1/2 X 2, 28 1/2X29 1/2X2) | 1501001930 - FILTER, 28.5 X 29.5 X 2, PLEATED MDL 40 HI-CAP MERV 10 (28.5X29.5X2, 28 1/2 X 29 1/2 X 2, 28 1/2X29 1/2X2) |  |  |  | 1 |  | 0 | 0 | April | 2027
0054 CRU-2-4 QF | 001 | 000000039021 | 2027-04-12 00:06 | 1501001930 | FILTER, 28.5 X 29.5 X 2, PLEATED MDL 40 HI-CAP MERV 10 (28.5X29.5X2, 28 1/2 X 29 1/2 X 2, 28 1/2X29 1/2X2) | 1501001930 - FILTER, 28.5 X 29.5 X 2, PLEATED MDL 40 HI-CAP MERV 10 (28.5X29.5X2, 28 1/2 X 29 1/2 X 2, 28 1/2X29 1/2X2) |  |  |  | 1 |  | 0 | 0 | April | 2027
0054 CRU-3-1 QF | 001 | 000000039125 | 2027-04-12 00:06 | 1501001163 | FILTER, 18 X 24 X 4, PLEATED MDL 40 HI-CAP MERV 10 (18X24X4) | 1501001163 - FILTER, 18 X 24 X 4, PLEATED MDL 40 HI-CAP MERV 10 (18X24X4) |  |  |  | 8 |  | 0 | 0 | April | 2027
0054 CRU-3-2 QF | 001 | 000000039041 | 2027-04-12 00:06 | 1501001163 | FILTER, 18 X 24 X 4, PLEATED MDL 40 HI-CAP MERV 10 (18X24X4) | 1501001163 - FILTER, 18 X 24 X 4, PLEATED MDL 40 HI-CAP MERV 10 (18X24X4) |  |  |  | 8 |  | 0 | 0 | April | 2027
0054 CRU-3-3 QF | 001 | 000000039042 | 2027-04-12 00:06 | 1501001163 | FILTER, 18 X 24 X 4, PLEATED MDL 40 HI-CAP MERV 10 (18X24X4) | 1501001163 - FILTER, 18 X 24 X 4, PLEATED MDL 40 HI-CAP MERV 10 (18X24X4) |  |  |  | 8 |  | 0 | 0 | April | 2027
0119-FTU-A.3 | 001 | 000000109045 | 2027-04-13 00:07 | 1501001139 | FILTER, 16 X 20 X 1, PLEATED MDL 40 HI-CAP MERV 10 (16X20X1) (ACTUAL SIZE: 15-1/2"X19-1/2"X3/4") | 1501001139 - FILTER, 16 X 20 X 1, PLEATED MDL 40 HI-CAP MERV 10 (16X20X1) (ACTUAL SIZE: 15-1/2"X19-1/2"X3/4") |  |  |  | 1 |  | 0 | 0 | April | 2027
0119-FTU-A.3 | 001 | 000000109046 | 2027-04-13 00:07 | 1501001139 | FILTER, 16 X 20 X 1, PLEATED MDL 40 HI-CAP MERV 10 (16X20X1) (ACTUAL SIZE: 15-1/2"X19-1/2"X3/4") | 1501001139 - FILTER, 16 X 20 X 1, PLEATED MDL 40 HI-CAP MERV 10 (16X20X1) (ACTUAL SIZE: 15-1/2"X19-1/2"X3/4") |  |  |  | 1 |  | 0 | 0 | April | 2027
0119-FTU-A.3 | 001 | 000000109047 | 2027-04-13 00:07 | 1501001133 | FILTER, 20 X 20 X 1, PLEATED MDL 40 STANDARD MERV 10 (20X20X1) | 1501001133 - FILTER, 20 X 20 X 1, PLEATED MDL 40 STANDARD MERV 10 (20X20X1) |  |  |  | 1 |  | 0 | 0 | April | 2027
0119-FTU-A.3 | 001 | 000000109048 | 2027-04-13 00:07 | 1501001133 | FILTER, 20 X 20 X 1, PLEATED MDL 40 STANDARD MERV 10 (20X20X1) | 1501001133 - FILTER, 20 X 20 X 1, PLEATED MDL 40 STANDARD MERV 10 (20X20X1) |  |  |  | 1 |  | 0 | 0 | April | 2027
0119-FTU-A.3 | 001 | 000000109049 | 2027-04-13 00:07 | 1501001139 | FILTER, 16 X 20 X 1, PLEATED MDL 40 HI-CAP MERV 10 (16X20X1) (ACTUAL SIZE: 15-1/2"X19-1/2"X3/4") | 1501001139 - FILTER, 16 X 20 X 1, PLEATED MDL 40 HI-CAP MERV 10 (16X20X1) (ACTUAL SIZE: 15-1/2"X19-1/2"X3/4") |  |  |  | 1 |  | 0 | 0 | April | 2027
0119-FTU-A.3 | 001 | 000000109050 | 2027-04-13 00:07 | 1501001139 | FILTER, 16 X 20 X 1, PLEATED MDL 40 HI-CAP MERV 10 (16X20X1) (ACTUAL SIZE: 15-1/2"X19-1/2"X3/4") | 1501001139 - FILTER, 16 X 20 X 1, PLEATED MDL 40 HI-CAP MERV 10 (16X20X1) (ACTUAL SIZE: 15-1/2"X19-1/2"X3/4") |  |  |  | 1 |  | 0 | 0 | April | 2027
0119-FTU-A.3 | 001 | 000000109051 | 2027-04-13 00:07 | 1501001133 | FILTER, 20 X 20 X 1, PLEATED MDL 40 STANDARD MERV 10 (20X20X1) | 1501001133 - FILTER, 20 X 20 X 1, PLEATED MDL 40 STANDARD MERV 10 (20X20X1) |  |  |  | 1 |  | 0 | 0 | April | 2027
0119-FTU-A.3 | 001 | 000000109052 | 2027-04-13 00:07 | 1501001139 | FILTER, 16 X 20 X 1, PLEATED MDL 40 HI-CAP MERV 10 (16X20X1) (ACTUAL SIZE: 15-1/2"X19-1/2"X3/4") | 1501001139 - FILTER, 16 X 20 X 1, PLEATED MDL 40 HI-CAP MERV 10 (16X20X1) (ACTUAL SIZE: 15-1/2"X19-1/2"X3/4") |  |  |  | 1 |  | 0 | 0 | April | 2027
0119-FTU-A.3 | 001 | 000000109053 | 2027-04-13 00:07 | 1501001139 | FILTER, 16 X 20 X 1, PLEATED MDL 40 HI-CAP MERV 10 (16X20X1) (ACTUAL SIZE: 15-1/2"X19-1/2"X3/4") | 1501001139 - FILTER, 16 X 20 X 1, PLEATED MDL 40 HI-CAP MERV 10 (16X20X1) (ACTUAL SIZE: 15-1/2"X19-1/2"X3/4") |  |  |  | 1 |  | 0 | 0 | April | 2027
0119-FTU-A.3 | 001 | 000000109054 | 2027-04-13 00:07 | 1501001139 | FILTER, 16 X 20 X 1, PLEATED MDL 40 HI-CAP MERV 10 (16X20X1) (ACTUAL SIZE: 15-1/2"X19-1/2"X3/4") | 1501001139 - FILTER, 16 X 20 X 1, PLEATED MDL 40 HI-CAP MERV 10 (16X20X1) (ACTUAL SIZE: 15-1/2"X19-1/2"X3/4") |  |  |  | 1 |  | 0 | 0 | April | 2027
0119-FTU-A.3 | 001 | 000000109055 | 2027-04-13 00:07 | 1501001133 | FILTER, 20 X 20 X 1, PLEATED MDL 40 STANDARD MERV 10 (20X20X1) | 1501001133 - FILTER, 20 X 20 X 1, PLEATED MDL 40 STANDARD MERV 10 (20X20X1) |  |  |  | 1 |  | 0 | 0 | April | 2027
0119-FTU-A.3 | 001 | 000000109056 | 2027-04-13 00:07 | 1501001139 | FILTER, 16 X 20 X 1, PLEATED MDL 40 HI-CAP MERV 10 (16X20X1) (ACTUAL SIZE: 15-1/2"X19-1/2"X3/4") | 1501001139 - FILTER, 16 X 20 X 1, PLEATED MDL 40 HI-CAP MERV 10 (16X20X1) (ACTUAL SIZE: 15-1/2"X19-1/2"X3/4") |  |  |  | 1 |  | 0 | 0 | April | 2027
B0075 AHU-OA A | 001 | 000000065062 | 2027-04-18 00:15 | 1501001399 | BELT, #BX-46, BX46 (COG TYPE) | 1501001399 - BELT, #BX-46, BX46 (COG TYPE) |  |  |  | 2 |  | 19.7091 | 39.4182 | April | 2027
B0075 AHU-OA A | 001 | 000000065062 | 2027-04-18 00:15 | 1501002237 | FILTER, 30/30, DUAL 9, HIGH-CAPACITY, MERV 9, 20X25X2 | 1501002237 - FILTER, 30/30, DUAL 9, HIGH-CAPACITY, MERV 9, 20X25X2 |  |  |  | 3 |  | 16.46 | 49.38 | April | 2027
B0075 AHU-OA A | 001 | 000000065062 | 2027-04-18 00:15 | 1501002236 | FILTER, 30/30, DUAL 9, HIGH-CAPACITY, MERV 9, 16X25X2 | 1501002236 - FILTER, 30/30, DUAL 9, HIGH-CAPACITY, MERV 9, 16X25X2 |  |  |  | 3 |  | 0 | 0 | April | 2027
B0091 AHU 1-3 S | 001 | 000008090002 | 2027-04-18 00:16 | 1501002235 | FILTER, 30/30, DUAL 9, HIGH-CAPACITY, MERV 9, 16X20X2 | 1501002235 - FILTER, 30/30, DUAL 9, HIGH-CAPACITY, MERV 9, 16X20X2 |  |  |  | 2 |  | 0 | 0 | April | 2027
B0094 ERV-1 Q | 001 | 000000081130 | 2027-04-18 00:16 | 1501002236 | FILTER, 30/30, DUAL 9, HIGH-CAPACITY, MERV 9, 16X25X2 | 1501002236 - FILTER, 30/30, DUAL 9, HIGH-CAPACITY, MERV 9, 16X25X2 |  |  |  | 7 |  | 0 | 0 | April | 2027
B0051 AHU12 Q | 001 | 000006093643 | 2027-04-19 00:13 | 1501001119 | FILTER, 24 X 24 X 2, PLEATED MDL 40 HI-CAP MERV 10 (24X24X2) | 1501001119 - FILTER, 24 X 24 X 2, PLEATED MDL 40 HI-CAP MERV 10 (24X24X2) |  |  |  | 2 |  | 0 | 0 | April | 2027
B0051 AHU12 Q | 001 | 000006093643 | 2027-04-19 00:13 | 1501001125 | FILTER, 12 X 24 X 2, PLEATED MDL 40 HI-CAP MERV 10 (12X24X2) | 1501001125 - FILTER, 12 X 24 X 2, PLEATED MDL 40 HI-CAP MERV 10 (12X24X2) |  |  |  | 2 |  | 0 | 0 | April | 2027
B0051 AHU5 SA | 001 | 000007091681 | 2027-04-19 00:13 | 1501001175 | FILTER, MERV 13, 16 X 25 X 4, PLEATED MDL 40 HI-CAP (16X25X4) | 1501001175 - FILTER, MERV 13, 16 X 25 X 4, PLEATED MDL 40 HI-CAP (16X25X4) |  |  |  | 4 |  | 0 | 0 | April | 2027
B0051 AHU5 SA | 001 | 000007091681 | 2027-04-19 00:13 | 1501001179 | FILTER, MERV 13, 20 X 25 X 4, PLEATED MDL 40 HI-CAP (20X25X4) | 1501001179 - FILTER, MERV 13, 20 X 25 X 4, PLEATED MDL 40 HI-CAP (20X25X4) |  |  |  | 3 |  | 0 | 0 | April | 2027
B0051 AHU6 Q | 001 | 000007091694 | 2027-04-19 00:13 | 1501001119 | FILTER, 24 X 24 X 2, PLEATED MDL 40 HI-CAP MERV 10 (24X24X2) | 1501001119 - FILTER, 24 X 24 X 2, PLEATED MDL 40 HI-CAP MERV 10 (24X24X2) |  |  |  | 6 |  | 0 | 0 | April | 2027
B0051 AHU7 Q | 001 | 000007091685 | 2027-04-19 00:13 | 1501001119 | FILTER, 24 X 24 X 2, PLEATED MDL 40 HI-CAP MERV 10 (24X24X2) | 1501001119 - FILTER, 24 X 24 X 2, PLEATED MDL 40 HI-CAP MERV 10 (24X24X2) |  |  |  | 6 |  | 0 | 0 | April | 2027
B0051 AHU7 Q | 001 | 000007091685 | 2027-04-19 00:13 | 1501002210 | FILTER, BAG, 24X24X12, MERV14A, CAMFIL 10P, 405619A12 | 1501002210 - FILTER, BAG, 24X24X12, MERV14A, CAMFIL 10P, 405619A12 |  |  |  | 6 |  | 0 | 0 | April | 2027
B0098 AHU-8 SA | 001 | 000000003007 | 2027-04-19 00:16 | 1501002234 | FILTER, 30/30, DUAL 9, HIGH-CAPACITY, MERV 9, 24X24X2 | 1501002234 - FILTER, 30/30, DUAL 9, HIGH-CAPACITY, MERV 9, 24X24X2 |  |  |  | 2 |  | 0 | 0 | April | 2027
B0098 AHU-8 SA | 001 | 000000003007 | 2027-04-19 00:16 | 1501001185 | FILTER, MERV 13, 12 X 24 X 4, PLEATED MDL 40 HI-CAP (12X24X4) | 1501001185 - FILTER, MERV 13, 12 X 24 X 4, PLEATED MDL 40 HI-CAP (12X24X4) |  |  |  | 2 |  | 16.5892 | 33.1784 | April | 2027
B0098 AHU-8 SA | 001 | 000000003007 | 2027-04-19 00:16 | 1501001178 | FILTER, MERV 13, 24 X 24 X 4, PLEATED MDL 40 HI-CAP (24X24X4) | 1501001178 - FILTER, MERV 13, 24 X 24 X 4, PLEATED MDL 40 HI-CAP (24X24X4) |  |  |  | 4 |  | 0 | 0 | April | 2027
B0119M AHU24 Q | 001 | 000000108003 | 2027-04-19 00:18 | 1501001094 | FILTER, 20 X 24 X 2, PLEATED MDL 40 HI-CAP MERV 10 (20X24X2, 24X20X2, 24 X 20 X 2)) | 1501001094 - FILTER, 20 X 24 X 2, PLEATED MDL 40 HI-CAP MERV 10 (20X24X2, 24X20X2, 24 X 20 X 2)) |  |  |  | 6 |  | 0 | 0 | April | 2027
B0154 AHU-1 M1 | 001 | 000000129019 | 2027-04-19 00:20 | 1501002236 | FILTER, 30/30, DUAL 9, HIGH-CAPACITY, MERV 9, 16X25X2 | 1501002236 - FILTER, 30/30, DUAL 9, HIGH-CAPACITY, MERV 9, 16X25X2 |  |  |  | 12 |  | 0 | 0 | April | 2027
B0051 AHU4 S | 001 | 000007091678 | 2027-04-20 00:13 | 1501002247 | FILTER, 30/30, DUAL 9, HIGH-CAPACITY, MERV 9, 24X24X4 | 1501002247 - FILTER, 30/30, DUAL 9, HIGH-CAPACITY, MERV 9, 24X24X4 |  |  |  | 1 |  | 0 | 0 | April | 2027
B0051 AHU4 S | 001 | 000007091678 | 2027-04-20 00:13 | 1501002234 | FILTER, 30/30, DUAL 9, HIGH-CAPACITY, MERV 9, 24X24X2 | 1501002234 - FILTER, 30/30, DUAL 9, HIGH-CAPACITY, MERV 9, 24X24X2 |  |  |  | 1 |  | 0 | 0 | April | 2027
B0051 AHU4 S | 001 | 000007091678 | 2027-04-20 00:13 | 1501002233 | FILTER, 30/30, DUAL 9, HIGH-CAPACITY, MERV 9, 20X24X2 | 1501002233 - FILTER, 30/30, DUAL 9, HIGH-CAPACITY, MERV 9, 20X24X2 |  |  |  | 1 |  | 0 | 0 | April | 2027
B0051 AHU4 S | 001 | 000007091678 | 2027-04-20 00:13 | 1501002242 | FILTER, 30/30, DUAL 9, HIGH-CAPACITY, MERV 9, 20X24X4 | 1501002242 - FILTER, 30/30, DUAL 9, HIGH-CAPACITY, MERV 9, 20X24X4 |  |  |  | 1 |  | 0 | 0 | April | 2027
B0051 EF-28 | 001 | 000090002555 | 2027-04-20 00:13 | 1501001884 | FILTER, 10X18X1, PLEATED MDL 40 HI-CAP MERV 10 (10 X 18 X 1) | 1501001884 - FILTER, 10X18X1, PLEATED MDL 40 HI-CAP MERV 10 (10 X 18 X 1) |  |  |  | 6 |  | 0 | 0 | April | 2027
0051 FLT BW | 001 | 005102100000 | 2027-04-21 00:06 | 1501001121 | FILTER, 20 X 20 X 2, PLEATED MDL 40 STANDARD MERV 10 (20X20X2) | 1501001121 - FILTER, 20 X 20 X 2, PLEATED MDL 40 STANDARD MERV 10 (20X20X2) |  |  |  | 2 |  | 0 | 0 | April | 2027
0051 FLT BW | 001 | 005102120000 | 2027-04-21 00:06 | 1501001121 | FILTER, 20 X 20 X 2, PLEATED MDL 40 STANDARD MERV 10 (20X20X2) | 1501001121 - FILTER, 20 X 20 X 2, PLEATED MDL 40 STANDARD MERV 10 (20X20X2) |  |  |  | 2 |  | 0 | 0 | April | 2027
0051 FLT BW | 001 | 005102160000 | 2027-04-21 00:06 | 1501001121 | FILTER, 20 X 20 X 2, PLEATED MDL 40 STANDARD MERV 10 (20X20X2) | 1501001121 - FILTER, 20 X 20 X 2, PLEATED MDL 40 STANDARD MERV 10 (20X20X2) |  |  |  | 2 |  | 0 | 0 | April | 2027
0051 FLT BW | 001 | 005102200000 | 2027-04-21 00:06 | 1501001121 | FILTER, 20 X 20 X 2, PLEATED MDL 40 STANDARD MERV 10 (20X20X2) | 1501001121 - FILTER, 20 X 20 X 2, PLEATED MDL 40 STANDARD MERV 10 (20X20X2) |  |  |  | 3 |  | 0 | 0 | April | 2027
B0091 FCU Q | 001 | 000008091284 | 2027-04-21 00:16 | 1501001169 | FILTER, MERV 13, 16 X 20 X 2, PLEATED MDL 40 HI-CAP (16X20X2) | 1501001169 - FILTER, MERV 13, 16 X 20 X 2, PLEATED MDL 40 HI-CAP (16X20X2) |  |  |  | 2 |  | 0 | 0 | April | 2027
B0119T AHU21 Q | 001 | 000000109003 | 2027-04-21 00:18 | 1501001119 | FILTER, 24 X 24 X 2, PLEATED MDL 40 HI-CAP MERV 10 (24X24X2) | 1501001119 - FILTER, 24 X 24 X 2, PLEATED MDL 40 HI-CAP MERV 10 (24X24X2) |  |  |  | 3 |  | 0 | 0 | April | 2027
B0119T AHU21 Q | 001 | 000000109003 | 2027-04-21 00:18 | 1501001125 | FILTER, 12 X 24 X 2, PLEATED MDL 40 HI-CAP MERV 10 (12X24X2) | 1501001125 - FILTER, 12 X 24 X 2, PLEATED MDL 40 HI-CAP MERV 10 (12X24X2) |  |  |  | 3 |  | 0 | 0 | April | 2027
B0140 AHU2 Q | 001 | 000000124037 | 2027-04-21 00:19 | 1501001910 | FILTER, 20 X 25 X 2, PLEATED MDL 40 HI-CAP MERV 10 (20X25X2) | 1501001910 - FILTER, 20 X 25 X 2, PLEATED MDL 40 HI-CAP MERV 10 (20X25X2) |  |  |  | 4 |  | 0 | 0 | April | 2027
B0140 AHU3 Q | 001 | 000000124053 | 2027-04-21 00:19 | 1501001167 | FILTER, 12 X 20 X 2, PLEATED MDL 40 HI-CAP MERV 10 (12X20X2) | 1501001167 - FILTER, 12 X 20 X 2, PLEATED MDL 40 HI-CAP MERV 10 (12X20X2) |  |  |  | 2 |  | 3.92 | 7.84 | April | 2027
B0140 AHU3 Q | 001 | 000000124053 | 2027-04-21 00:19 | 1501001910 | FILTER, 20 X 25 X 2, PLEATED MDL 40 HI-CAP MERV 10 (20X25X2) | 1501001910 - FILTER, 20 X 25 X 2, PLEATED MDL 40 HI-CAP MERV 10 (20X25X2) |  |  |  | 2 |  | 0 | 0 | April | 2027
B0119M AHU15 Q | 001 | 000000108085 | 2027-04-26 00:18 | 1501001119 | FILTER, 24 X 24 X 2, PLEATED MDL 40 HI-CAP MERV 10 (24X24X2) | 1501001119 - FILTER, 24 X 24 X 2, PLEATED MDL 40 HI-CAP MERV 10 (24X24X2) |  |  |  | 2 |  | 0 | 0 | April | 2027
B0140 ERU-1 M1 | 001 | 000000124022 | 2027-04-28 00:19 | 1501001910 | FILTER, 20 X 25 X 2, PLEATED MDL 40 HI-CAP MERV 10 (20X25X2) | 1501001910 - FILTER, 20 X 25 X 2, PLEATED MDL 40 HI-CAP MERV 10 (20X25X2) |  |  |  | 4 |  | 0 | 0 | April | 2027
B0140 ERU-2 M1 | 001 | 000000124038 | 2027-04-28 00:19 | 1501001910 | FILTER, 20 X 25 X 2, PLEATED MDL 40 HI-CAP MERV 10 (20X25X2) | 1501001910 - FILTER, 20 X 25 X 2, PLEATED MDL 40 HI-CAP MERV 10 (20X25X2) |  |  |  | 4 |  | 0 | 0 | April | 2027
B0140 ERU-3 M1 | 001 | 000000124054 | 2027-04-28 00:19 | 1501001167 | FILTER, 12 X 20 X 2, PLEATED MDL 40 HI-CAP MERV 10 (12X20X2) | 1501001167 - FILTER, 12 X 20 X 2, PLEATED MDL 40 HI-CAP MERV 10 (12X20X2) |  |  |  | 2 |  | 3.92 | 7.84 | April | 2027
B0140 ERU-3 M1 | 001 | 000000124054 | 2027-04-28 00:19 | 1501001910 | FILTER, 20 X 25 X 2, PLEATED MDL 40 HI-CAP MERV 10 (20X25X2) | 1501001910 - FILTER, 20 X 25 X 2, PLEATED MDL 40 HI-CAP MERV 10 (20X25X2) |  |  |  | 2 |  | 0 | 0 | April | 2027
HYDRA-FIL-RPLT | 001 | 000090002250 | 2026-07-14 | 1501001039 | FILTER KIT, HYK-001, FOR UNIT MODEL HY-122 | 1501001039 - FILTER KIT, HYK-001, FOR UNIT MODEL HY-122 |  |  |  | 1 |  | 0 | 0 | July | 2026
WF S-1 | 001 | 000000000147 | 2026-09-24 | 1540001344 | CARTRIDGE, ICE MAKER CARTRIDGE, (AQUA-PURE AP717) IRON PIPE THRD ON BOTH SIDES | 1540001344 - CARTRIDGE, ICE MAKER CARTRIDGE, (AQUA-PURE AP717) IRON PIPE THRD ON BOTH SIDES |  |  |  | 1 |  | 0 | 0 | September | 2026
HYDRA-FIL-RPLT | 001 | 000090002250 | 2027-01-14 | 1501001039 | FILTER KIT, HYK-001, FOR UNIT MODEL HY-122 | 1501001039 - FILTER KIT, HYK-001, FOR UNIT MODEL HY-122 |  |  |  | 1 |  | 0 | 0 | January | 2027
BH-RF-SA-SERV | 001 | 000000086028 | 2027-01-14 00:24 | 1540002020 | FILTER, REFRIGERATOR, SUB-ZERO, REPLACEMENT WATER AND AIR FILTER COMBO PACK 4204490 7007067, BURNETT HOUSE, PRESIDENT'S HOUSE | 1540002020 - FILTER, REFRIGERATOR, SUB-ZERO, REPLACEMENT WATER AND AIR FILTER COMBO PACK 4204490 7007067, BURNETT HOUSE, PRESIDENT'S HOUSE |  |  |  | 1 |  | 0 | 0 | January | 2027
WF S-1 | 001 | 000000000147 | 2027-03-24 | 1540001344 | CARTRIDGE, ICE MAKER CARTRIDGE, (AQUA-PURE AP717) IRON PIPE THRD ON BOTH SIDES | 1540001344 - CARTRIDGE, ICE MAKER CARTRIDGE, (AQUA-PURE AP717) IRON PIPE THRD ON BOTH SIDES |  |  |  | 1 |  | 0 | 0 | March | 2027
DAHU-Q-1-RSN | 001 | 000008091282 | 2026-08-12 | 1501001143 | FILTER, 14 X 20 X 1, PLEATED MDL 40 HI-CAP MERV 10 (14X20X1) | 1501001143 - FILTER, 14 X 20 X 1, PLEATED MDL 40 HI-CAP MERV 10 (14X20X1) |  |  |  | 1 |  | 0 | 0 | August | 2026
DAHU-Q-1-RSN | 001 | 000000200001 | 2026-08-19 | 1501001275 | FILTER, 16.5 X 21.5 X 1, PLEATED MDL 40 STANDARD MERV 10 (16 1/2 X 21 1/2 X 1, 16 1/2X21 1/2X1) | 1501001275 - FILTER, 16.5 X 21.5 X 1, PLEATED MDL 40 STANDARD MERV 10 (16 1/2 X 21 1/2 X 1, 16 1/2X21 1/2X1) |  |  |  | 1 |  | 0 | 0 | August | 2026
DAHU-Q-1-RSN | 001 | 000000200002 | 2026-08-19 | 1501001275 | FILTER, 16.5 X 21.5 X 1, PLEATED MDL 40 STANDARD MERV 10 (16 1/2 X 21 1/2 X 1, 16 1/2X21 1/2X1) | 1501001275 - FILTER, 16.5 X 21.5 X 1, PLEATED MDL 40 STANDARD MERV 10 (16 1/2 X 21 1/2 X 1, 16 1/2X21 1/2X1) |  |  |  | 1 |  | 0 | 0 | August | 2026
DAHU-Q-1-RSN | 001 | 000000200003 | 2026-08-19 | 1501001275 | FILTER, 16.5 X 21.5 X 1, PLEATED MDL 40 STANDARD MERV 10 (16 1/2 X 21 1/2 X 1, 16 1/2X21 1/2X1) | 1501001275 - FILTER, 16.5 X 21.5 X 1, PLEATED MDL 40 STANDARD MERV 10 (16 1/2 X 21 1/2 X 1, 16 1/2X21 1/2X1) |  |  |  | 1 |  | 0 | 0 | August | 2026
DAHU-Q-1-RSN | 001 | 000000200006 | 2026-08-19 | 1501001275 | FILTER, 16.5 X 21.5 X 1, PLEATED MDL 40 STANDARD MERV 10 (16 1/2 X 21 1/2 X 1, 16 1/2X21 1/2X1) | 1501001275 - FILTER, 16.5 X 21.5 X 1, PLEATED MDL 40 STANDARD MERV 10 (16 1/2 X 21 1/2 X 1, 16 1/2X21 1/2X1) |  |  |  | 1 |  | 0 | 0 | August | 2026
DAHU-Q-1-RSN | 001 | 000000200007 | 2026-08-19 | 1501001275 | FILTER, 16.5 X 21.5 X 1, PLEATED MDL 40 STANDARD MERV 10 (16 1/2 X 21 1/2 X 1, 16 1/2X21 1/2X1) | 1501001275 - FILTER, 16.5 X 21.5 X 1, PLEATED MDL 40 STANDARD MERV 10 (16 1/2 X 21 1/2 X 1, 16 1/2X21 1/2X1) |  |  |  | 1 |  | 0 | 0 | August | 2026
DAHU-Q-1-RSN | 001 | 000000200008 | 2026-08-19 | 1501001275 | FILTER, 16.5 X 21.5 X 1, PLEATED MDL 40 STANDARD MERV 10 (16 1/2 X 21 1/2 X 1, 16 1/2X21 1/2X1) | 1501001275 - FILTER, 16.5 X 21.5 X 1, PLEATED MDL 40 STANDARD MERV 10 (16 1/2 X 21 1/2 X 1, 16 1/2X21 1/2X1) |  |  |  | 1 |  | 0 | 0 | August | 2026
DAHU-Q-1-RSN | 001 | 000000200009 | 2026-08-19 | 1501001275 | FILTER, 16.5 X 21.5 X 1, PLEATED MDL 40 STANDARD MERV 10 (16 1/2 X 21 1/2 X 1, 16 1/2X21 1/2X1) | 1501001275 - FILTER, 16.5 X 21.5 X 1, PLEATED MDL 40 STANDARD MERV 10 (16 1/2 X 21 1/2 X 1, 16 1/2X21 1/2X1) |  |  |  | 1 |  | 0 | 0 | August | 2026
DAHU-Q-1-RSN | 001 | 000000200010 | 2026-08-19 | 1501001111 | FILTER, 18 X 18 X 1, PLEATED MDL 40 HI-CAP MERV 10 (18X18X1) | 1501001111 - FILTER, 18 X 18 X 1, PLEATED MDL 40 HI-CAP MERV 10 (18X18X1) |  |  |  | 1 |  | 0 | 0 | August | 2026
DAHU-Q-1-RSN | 001 | 000000200011 | 2026-08-19 | 1501001111 | FILTER, 18 X 18 X 1, PLEATED MDL 40 HI-CAP MERV 10 (18X18X1) | 1501001111 - FILTER, 18 X 18 X 1, PLEATED MDL 40 HI-CAP MERV 10 (18X18X1) |  |  |  | 1 |  | 0 | 0 | August | 2026
DAHU-Q-1-RSN | 001 | 000000200012 | 2026-08-19 | 1501001275 | FILTER, 16.5 X 21.5 X 1, PLEATED MDL 40 STANDARD MERV 10 (16 1/2 X 21 1/2 X 1, 16 1/2X21 1/2X1) | 1501001275 - FILTER, 16.5 X 21.5 X 1, PLEATED MDL 40 STANDARD MERV 10 (16 1/2 X 21 1/2 X 1, 16 1/2X21 1/2X1) |  |  |  | 1 |  | 0 | 0 | August | 2026
DAHU-Q-1-RSN | 001 | 000000200013 | 2026-08-19 | 1501001275 | FILTER, 16.5 X 21.5 X 1, PLEATED MDL 40 STANDARD MERV 10 (16 1/2 X 21 1/2 X 1, 16 1/2X21 1/2X1) | 1501001275 - FILTER, 16.5 X 21.5 X 1, PLEATED MDL 40 STANDARD MERV 10 (16 1/2 X 21 1/2 X 1, 16 1/2X21 1/2X1) |  |  |  | 1 |  | 0 | 0 | August | 2026
DAHU-Q-1-RSN | 001 | 000000200014 | 2026-08-19 | 1501001275 | FILTER, 16.5 X 21.5 X 1, PLEATED MDL 40 STANDARD MERV 10 (16 1/2 X 21 1/2 X 1, 16 1/2X21 1/2X1) | 1501001275 - FILTER, 16.5 X 21.5 X 1, PLEATED MDL 40 STANDARD MERV 10 (16 1/2 X 21 1/2 X 1, 16 1/2X21 1/2X1) |  |  |  | 1 |  | 0 | 0 | August | 2026
DAHU-Q-1-RSN | 001 | 000000200015 | 2026-08-19 | 1501001275 | FILTER, 16.5 X 21.5 X 1, PLEATED MDL 40 STANDARD MERV 10 (16 1/2 X 21 1/2 X 1, 16 1/2X21 1/2X1) | 1501001275 - FILTER, 16.5 X 21.5 X 1, PLEATED MDL 40 STANDARD MERV 10 (16 1/2 X 21 1/2 X 1, 16 1/2X21 1/2X1) |  |  |  | 1 |  | 0 | 0 | August | 2026
DAHU-Q-1-RSN | 001 | 000000200016 | 2026-08-19 | 1501001275 | FILTER, 16.5 X 21.5 X 1, PLEATED MDL 40 STANDARD MERV 10 (16 1/2 X 21 1/2 X 1, 16 1/2X21 1/2X1) | 1501001275 - FILTER, 16.5 X 21.5 X 1, PLEATED MDL 40 STANDARD MERV 10 (16 1/2 X 21 1/2 X 1, 16 1/2X21 1/2X1) |  |  |  | 1 |  | 0 | 0 | August | 2026
DAHU-Q-1-RSN | 001 | 000000200017 | 2026-08-19 | 1501001275 | FILTER, 16.5 X 21.5 X 1, PLEATED MDL 40 STANDARD MERV 10 (16 1/2 X 21 1/2 X 1, 16 1/2X21 1/2X1) | 1501001275 - FILTER, 16.5 X 21.5 X 1, PLEATED MDL 40 STANDARD MERV 10 (16 1/2 X 21 1/2 X 1, 16 1/2X21 1/2X1) |  |  |  | 1 |  | 0 | 0 | August | 2026
DAHU-Q-1-RSN | 001 | 000000200018 | 2026-08-19 | 1501001275 | FILTER, 16.5 X 21.5 X 1, PLEATED MDL 40 STANDARD MERV 10 (16 1/2 X 21 1/2 X 1, 16 1/2X21 1/2X1) | 1501001275 - FILTER, 16.5 X 21.5 X 1, PLEATED MDL 40 STANDARD MERV 10 (16 1/2 X 21 1/2 X 1, 16 1/2X21 1/2X1) |  |  |  | 1 |  | 0 | 0 | August | 2026
DAHU-Q-1-RSN | 001 | 000000200019 | 2026-08-19 | 1501001275 | FILTER, 16.5 X 21.5 X 1, PLEATED MDL 40 STANDARD MERV 10 (16 1/2 X 21 1/2 X 1, 16 1/2X21 1/2X1) | 1501001275 - FILTER, 16.5 X 21.5 X 1, PLEATED MDL 40 STANDARD MERV 10 (16 1/2 X 21 1/2 X 1, 16 1/2X21 1/2X1) |  |  |  | 1 |  | 0 | 0 | August | 2026
DAHU-Q-1-RSN | 001 | 000000200022 | 2026-08-19 | 1501001275 | FILTER, 16.5 X 21.5 X 1, PLEATED MDL 40 STANDARD MERV 10 (16 1/2 X 21 1/2 X 1, 16 1/2X21 1/2X1) | 1501001275 - FILTER, 16.5 X 21.5 X 1, PLEATED MDL 40 STANDARD MERV 10 (16 1/2 X 21 1/2 X 1, 16 1/2X21 1/2X1) |  |  |  | 1 |  | 0 | 0 | August | 2026
DAHU-Q-1-RSN | 001 | 000000200023 | 2026-08-19 | 1501001275 | FILTER, 16.5 X 21.5 X 1, PLEATED MDL 40 STANDARD MERV 10 (16 1/2 X 21 1/2 X 1, 16 1/2X21 1/2X1) | 1501001275 - FILTER, 16.5 X 21.5 X 1, PLEATED MDL 40 STANDARD MERV 10 (16 1/2 X 21 1/2 X 1, 16 1/2X21 1/2X1) |  |  |  | 1 |  | 0 | 0 | August | 2026
DAHU-Q-1-RSN | 001 | 000000200024 | 2026-08-19 | 1501001275 | FILTER, 16.5 X 21.5 X 1, PLEATED MDL 40 STANDARD MERV 10 (16 1/2 X 21 1/2 X 1, 16 1/2X21 1/2X1) | 1501001275 - FILTER, 16.5 X 21.5 X 1, PLEATED MDL 40 STANDARD MERV 10 (16 1/2 X 21 1/2 X 1, 16 1/2X21 1/2X1) |  |  |  | 1 |  | 0 | 0 | August | 2026
DAHU-Q-1-RSN | 001 | 000000200025 | 2026-08-19 | 1501001275 | FILTER, 16.5 X 21.5 X 1, PLEATED MDL 40 STANDARD MERV 10 (16 1/2 X 21 1/2 X 1, 16 1/2X21 1/2X1) | 1501001275 - FILTER, 16.5 X 21.5 X 1, PLEATED MDL 40 STANDARD MERV 10 (16 1/2 X 21 1/2 X 1, 16 1/2X21 1/2X1) |  |  |  | 1 |  | 0 | 0 | August | 2026
DAHU-Q-1-RSN | 001 | 000000200026 | 2026-08-19 | 1501001111 | FILTER, 18 X 18 X 1, PLEATED MDL 40 HI-CAP MERV 10 (18X18X1) | 1501001111 - FILTER, 18 X 18 X 1, PLEATED MDL 40 HI-CAP MERV 10 (18X18X1) |  |  |  | 1 |  | 0 | 0 | August | 2026
DAHU-Q-1-RSN | 001 | 000000200027 | 2026-08-19 | 1501001111 | FILTER, 18 X 18 X 1, PLEATED MDL 40 HI-CAP MERV 10 (18X18X1) | 1501001111 - FILTER, 18 X 18 X 1, PLEATED MDL 40 HI-CAP MERV 10 (18X18X1) |  |  |  | 1 |  | 0 | 0 | August | 2026
DAHU-Q-1-RSN | 001 | 000000200028 | 2026-08-19 | 1501001275 | FILTER, 16.5 X 21.5 X 1, PLEATED MDL 40 STANDARD MERV 10 (16 1/2 X 21 1/2 X 1, 16 1/2X21 1/2X1) | 1501001275 - FILTER, 16.5 X 21.5 X 1, PLEATED MDL 40 STANDARD MERV 10 (16 1/2 X 21 1/2 X 1, 16 1/2X21 1/2X1) |  |  |  | 1 |  | 0 | 0 | August | 2026
DAHU-Q-1-RSN | 001 | 000000200029 | 2026-08-19 | 1501001275 | FILTER, 16.5 X 21.5 X 1, PLEATED MDL 40 STANDARD MERV 10 (16 1/2 X 21 1/2 X 1, 16 1/2X21 1/2X1) | 1501001275 - FILTER, 16.5 X 21.5 X 1, PLEATED MDL 40 STANDARD MERV 10 (16 1/2 X 21 1/2 X 1, 16 1/2X21 1/2X1) |  |  |  | 1 |  | 0 | 0 | August | 2026
DAHU-Q-1-RSN | 001 | 000000200030 | 2026-08-19 | 1501001275 | FILTER, 16.5 X 21.5 X 1, PLEATED MDL 40 STANDARD MERV 10 (16 1/2 X 21 1/2 X 1, 16 1/2X21 1/2X1) | 1501001275 - FILTER, 16.5 X 21.5 X 1, PLEATED MDL 40 STANDARD MERV 10 (16 1/2 X 21 1/2 X 1, 16 1/2X21 1/2X1) |  |  |  | 1 |  | 0 | 0 | August | 2026
DAHU-Q-1-RSN | 001 | 000000200031 | 2026-08-19 | 1501001275 | FILTER, 16.5 X 21.5 X 1, PLEATED MDL 40 STANDARD MERV 10 (16 1/2 X 21 1/2 X 1, 16 1/2X21 1/2X1) | 1501001275 - FILTER, 16.5 X 21.5 X 1, PLEATED MDL 40 STANDARD MERV 10 (16 1/2 X 21 1/2 X 1, 16 1/2X21 1/2X1) |  |  |  | 1 |  | 0 | 0 | August | 2026
DAHU-Q-1-RSN | 001 | 000000200032 | 2026-08-19 | 1501001275 | FILTER, 16.5 X 21.5 X 1, PLEATED MDL 40 STANDARD MERV 10 (16 1/2 X 21 1/2 X 1, 16 1/2X21 1/2X1) | 1501001275 - FILTER, 16.5 X 21.5 X 1, PLEATED MDL 40 STANDARD MERV 10 (16 1/2 X 21 1/2 X 1, 16 1/2X21 1/2X1) |  |  |  | 1 |  | 0 | 0 | August | 2026
DAHU-Q-1-RSN | 001 | 000000200033 | 2026-08-19 | 1501001275 | FILTER, 16.5 X 21.5 X 1, PLEATED MDL 40 STANDARD MERV 10 (16 1/2 X 21 1/2 X 1, 16 1/2X21 1/2X1) | 1501001275 - FILTER, 16.5 X 21.5 X 1, PLEATED MDL 40 STANDARD MERV 10 (16 1/2 X 21 1/2 X 1, 16 1/2X21 1/2X1) |  |  |  | 1 |  | 0 | 0 | August | 2026
DAHU-Q-1-RSN | 001 | 000000200034 | 2026-08-19 | 1501001275 | FILTER, 16.5 X 21.5 X 1, PLEATED MDL 40 STANDARD MERV 10 (16 1/2 X 21 1/2 X 1, 16 1/2X21 1/2X1) | 1501001275 - FILTER, 16.5 X 21.5 X 1, PLEATED MDL 40 STANDARD MERV 10 (16 1/2 X 21 1/2 X 1, 16 1/2X21 1/2X1) |  |  |  | 1 |  | 0 | 0 | August | 2026
DAHU-Q-1-RSN | 001 | 000000200035 | 2026-08-19 | 1501001275 | FILTER, 16.5 X 21.5 X 1, PLEATED MDL 40 STANDARD MERV 10 (16 1/2 X 21 1/2 X 1, 16 1/2X21 1/2X1) | 1501001275 - FILTER, 16.5 X 21.5 X 1, PLEATED MDL 40 STANDARD MERV 10 (16 1/2 X 21 1/2 X 1, 16 1/2X21 1/2X1) |  |  |  | 1 |  | 0 | 0 | August | 2026
DAHU-Q-1-RSN | 001 | 000008093103 | 2026-08-19 | 1501001143 | FILTER, 14 X 20 X 1, PLEATED MDL 40 HI-CAP MERV 10 (14X20X1) | 1501001143 - FILTER, 14 X 20 X 1, PLEATED MDL 40 HI-CAP MERV 10 (14X20X1) |  |  |  | 1 |  | 0 | 0 | August | 2026
DAHU-Q-1-RSN | 001 | 000000200037 | 2026-08-19 | 1501001133 | FILTER, 20 X 20 X 1, PLEATED MDL 40 STANDARD MERV 10 (20X20X1) | 1501001133 - FILTER, 20 X 20 X 1, PLEATED MDL 40 STANDARD MERV 10 (20X20X1) |  |  |  | 1 |  | 0 | 0 | August | 2026
DAHU-Q-1-RSN | 001 | 000000200038 | 2026-08-19 | 1501001275 | FILTER, 16.5 X 21.5 X 1, PLEATED MDL 40 STANDARD MERV 10 (16 1/2 X 21 1/2 X 1, 16 1/2X21 1/2X1) | 1501001275 - FILTER, 16.5 X 21.5 X 1, PLEATED MDL 40 STANDARD MERV 10 (16 1/2 X 21 1/2 X 1, 16 1/2X21 1/2X1) |  |  |  | 1 |  | 0 | 0 | August | 2026
DAHU-Q-1-RSN | 001 | 000000200039 | 2026-08-19 | 1501001275 | FILTER, 16.5 X 21.5 X 1, PLEATED MDL 40 STANDARD MERV 10 (16 1/2 X 21 1/2 X 1, 16 1/2X21 1/2X1) | 1501001275 - FILTER, 16.5 X 21.5 X 1, PLEATED MDL 40 STANDARD MERV 10 (16 1/2 X 21 1/2 X 1, 16 1/2X21 1/2X1) |  |  |  | 1 |  | 0 | 0 | August | 2026
DAHU-Q-1-RSN | 001 | 000000200040 | 2026-08-19 | 1501001275 | FILTER, 16.5 X 21.5 X 1, PLEATED MDL 40 STANDARD MERV 10 (16 1/2 X 21 1/2 X 1, 16 1/2X21 1/2X1) | 1501001275 - FILTER, 16.5 X 21.5 X 1, PLEATED MDL 40 STANDARD MERV 10 (16 1/2 X 21 1/2 X 1, 16 1/2X21 1/2X1) |  |  |  | 1 |  | 0 | 0 | August | 2026
DAHU-Q-1-RSN | 001 | 000000200041 | 2026-08-19 | 1501001275 | FILTER, 16.5 X 21.5 X 1, PLEATED MDL 40 STANDARD MERV 10 (16 1/2 X 21 1/2 X 1, 16 1/2X21 1/2X1) | 1501001275 - FILTER, 16.5 X 21.5 X 1, PLEATED MDL 40 STANDARD MERV 10 (16 1/2 X 21 1/2 X 1, 16 1/2X21 1/2X1) |  |  |  | 1 |  | 0 | 0 | August | 2026
DAHU-Q-1-RSN | 001 | 000008092881 | 2026-08-19 | 1501001275 | FILTER, 16.5 X 21.5 X 1, PLEATED MDL 40 STANDARD MERV 10 (16 1/2 X 21 1/2 X 1, 16 1/2X21 1/2X1) | 1501001275 - FILTER, 16.5 X 21.5 X 1, PLEATED MDL 40 STANDARD MERV 10 (16 1/2 X 21 1/2 X 1, 16 1/2X21 1/2X1) |  |  |  | 1 |  | 0 | 0 | August | 2026
DAHU-Q-1-RSN | 001 | 000000200043 | 2026-08-19 | 1501001111 | FILTER, 18 X 18 X 1, PLEATED MDL 40 HI-CAP MERV 10 (18X18X1) | 1501001111 - FILTER, 18 X 18 X 1, PLEATED MDL 40 HI-CAP MERV 10 (18X18X1) |  |  |  | 1 |  | 0 | 0 | August | 2026
DAHU-Q-1-RSN | 001 | 000000200044 | 2026-08-19 | 1501001275 | FILTER, 16.5 X 21.5 X 1, PLEATED MDL 40 STANDARD MERV 10 (16 1/2 X 21 1/2 X 1, 16 1/2X21 1/2X1) | 1501001275 - FILTER, 16.5 X 21.5 X 1, PLEATED MDL 40 STANDARD MERV 10 (16 1/2 X 21 1/2 X 1, 16 1/2X21 1/2X1) |  |  |  | 1 |  | 0 | 0 | August | 2026
DAHU-Q-1-RSN | 001 | 000000200045 | 2026-08-19 | 1501001275 | FILTER, 16.5 X 21.5 X 1, PLEATED MDL 40 STANDARD MERV 10 (16 1/2 X 21 1/2 X 1, 16 1/2X21 1/2X1) | 1501001275 - FILTER, 16.5 X 21.5 X 1, PLEATED MDL 40 STANDARD MERV 10 (16 1/2 X 21 1/2 X 1, 16 1/2X21 1/2X1) |  |  |  | 1 |  | 0 | 0 | August | 2026
DAHU-Q-1-RSN | 001 | 000000200046 | 2026-08-19 | 1501001275 | FILTER, 16.5 X 21.5 X 1, PLEATED MDL 40 STANDARD MERV 10 (16 1/2 X 21 1/2 X 1, 16 1/2X21 1/2X1) | 1501001275 - FILTER, 16.5 X 21.5 X 1, PLEATED MDL 40 STANDARD MERV 10 (16 1/2 X 21 1/2 X 1, 16 1/2X21 1/2X1) |  |  |  | 1 |  | 0 | 0 | August | 2026
DAHU-Q-1-RSN | 001 | 000000200047 | 2026-08-19 | 1501001275 | FILTER, 16.5 X 21.5 X 1, PLEATED MDL 40 STANDARD MERV 10 (16 1/2 X 21 1/2 X 1, 16 1/2X21 1/2X1) | 1501001275 - FILTER, 16.5 X 21.5 X 1, PLEATED MDL 40 STANDARD MERV 10 (16 1/2 X 21 1/2 X 1, 16 1/2X21 1/2X1) |  |  |  | 1 |  | 0 | 0 | August | 2026
DAHU-Q-1-RSN | 001 | 000000200048 | 2026-08-19 | 1501001275 | FILTER, 16.5 X 21.5 X 1, PLEATED MDL 40 STANDARD MERV 10 (16 1/2 X 21 1/2 X 1, 16 1/2X21 1/2X1) | 1501001275 - FILTER, 16.5 X 21.5 X 1, PLEATED MDL 40 STANDARD MERV 10 (16 1/2 X 21 1/2 X 1, 16 1/2X21 1/2X1) |  |  |  | 1 |  | 0 | 0 | August | 2026
DAHU-Q-1-RSN | 001 | 000000200049 | 2026-08-19 | 1501001275 | FILTER, 16.5 X 21.5 X 1, PLEATED MDL 40 STANDARD MERV 10 (16 1/2 X 21 1/2 X 1, 16 1/2X21 1/2X1) | 1501001275 - FILTER, 16.5 X 21.5 X 1, PLEATED MDL 40 STANDARD MERV 10 (16 1/2 X 21 1/2 X 1, 16 1/2X21 1/2X1) |  |  |  | 1 |  | 0 | 0 | August | 2026
DAHU-Q-1-RSN | 001 | 000000200050 | 2026-08-19 | 1501001275 | FILTER, 16.5 X 21.5 X 1, PLEATED MDL 40 STANDARD MERV 10 (16 1/2 X 21 1/2 X 1, 16 1/2X21 1/2X1) | 1501001275 - FILTER, 16.5 X 21.5 X 1, PLEATED MDL 40 STANDARD MERV 10 (16 1/2 X 21 1/2 X 1, 16 1/2X21 1/2X1) |  |  |  | 1 |  | 0 | 0 | August | 2026
DAHU-Q-1-RSN | 001 | 000000200051 | 2026-08-19 | 1501001275 | FILTER, 16.5 X 21.5 X 1, PLEATED MDL 40 STANDARD MERV 10 (16 1/2 X 21 1/2 X 1, 16 1/2X21 1/2X1) | 1501001275 - FILTER, 16.5 X 21.5 X 1, PLEATED MDL 40 STANDARD MERV 10 (16 1/2 X 21 1/2 X 1, 16 1/2X21 1/2X1) |  |  |  | 1 |  | 0 | 0 | August | 2026
DAHU-Q-1-RSN | 001 | 000008092355 | 2026-08-19 | 1501001143 | FILTER, 14 X 20 X 1, PLEATED MDL 40 HI-CAP MERV 10 (14X20X1) | 1501001143 - FILTER, 14 X 20 X 1, PLEATED MDL 40 HI-CAP MERV 10 (14X20X1) |  |  |  | 1 |  | 0 | 0 | August | 2026
DAHU-Q-1-RSN | 001 | 000000200053 | 2026-08-19 | 1501001133 | FILTER, 20 X 20 X 1, PLEATED MDL 40 STANDARD MERV 10 (20X20X1) | 1501001133 - FILTER, 20 X 20 X 1, PLEATED MDL 40 STANDARD MERV 10 (20X20X1) |  |  |  | 1 |  | 0 | 0 | August | 2026
DAHU-Q-1-RSN | 001 | 000000200054 | 2026-08-19 | 1501001275 | FILTER, 16.5 X 21.5 X 1, PLEATED MDL 40 STANDARD MERV 10 (16 1/2 X 21 1/2 X 1, 16 1/2X21 1/2X1) | 1501001275 - FILTER, 16.5 X 21.5 X 1, PLEATED MDL 40 STANDARD MERV 10 (16 1/2 X 21 1/2 X 1, 16 1/2X21 1/2X1) |  |  |  | 1 |  | 0 | 0 | August | 2026
DAHU-Q-1-RSN | 001 | 000000200055 | 2026-08-19 | 1501001275 | FILTER, 16.5 X 21.5 X 1, PLEATED MDL 40 STANDARD MERV 10 (16 1/2 X 21 1/2 X 1, 16 1/2X21 1/2X1) | 1501001275 - FILTER, 16.5 X 21.5 X 1, PLEATED MDL 40 STANDARD MERV 10 (16 1/2 X 21 1/2 X 1, 16 1/2X21 1/2X1) |  |  |  | 1 |  | 0 | 0 | August | 2026
DAHU-Q-1-RSN | 001 | 000000200056 | 2026-08-19 | 1501001275 | FILTER, 16.5 X 21.5 X 1, PLEATED MDL 40 STANDARD MERV 10 (16 1/2 X 21 1/2 X 1, 16 1/2X21 1/2X1) | 1501001275 - FILTER, 16.5 X 21.5 X 1, PLEATED MDL 40 STANDARD MERV 10 (16 1/2 X 21 1/2 X 1, 16 1/2X21 1/2X1) |  |  |  | 1 |  | 0 | 0 | August | 2026
DAHU-Q-1-RSN | 001 | 000000200057 | 2026-08-19 | 1501001275 | FILTER, 16.5 X 21.5 X 1, PLEATED MDL 40 STANDARD MERV 10 (16 1/2 X 21 1/2 X 1, 16 1/2X21 1/2X1) | 1501001275 - FILTER, 16.5 X 21.5 X 1, PLEATED MDL 40 STANDARD MERV 10 (16 1/2 X 21 1/2 X 1, 16 1/2X21 1/2X1) |  |  |  | 1 |  | 0 | 0 | August | 2026
DAHU-Q-1-RSN | 001 | 000000200058 | 2026-08-19 | 1501001111 | FILTER, 18 X 18 X 1, PLEATED MDL 40 HI-CAP MERV 10 (18X18X1) | 1501001111 - FILTER, 18 X 18 X 1, PLEATED MDL 40 HI-CAP MERV 10 (18X18X1) |  |  |  | 1 |  | 0 | 0 | August | 2026
DAHU-Q-1-RSN | 001 | 000000200059 | 2026-08-19 | 1501001111 | FILTER, 18 X 18 X 1, PLEATED MDL 40 HI-CAP MERV 10 (18X18X1) | 1501001111 - FILTER, 18 X 18 X 1, PLEATED MDL 40 HI-CAP MERV 10 (18X18X1) |  |  |  | 1 |  | 0 | 0 | August | 2026
DAHU-Q-1-RSN | 001 | 000000200060 | 2026-08-19 | 1501001275 | FILTER, 16.5 X 21.5 X 1, PLEATED MDL 40 STANDARD MERV 10 (16 1/2 X 21 1/2 X 1, 16 1/2X21 1/2X1) | 1501001275 - FILTER, 16.5 X 21.5 X 1, PLEATED MDL 40 STANDARD MERV 10 (16 1/2 X 21 1/2 X 1, 16 1/2X21 1/2X1) |  |  |  | 1 |  | 0 | 0 | August | 2026
DAHU-Q-1-RSN | 001 | 000000200061 | 2026-08-19 | 1501001275 | FILTER, 16.5 X 21.5 X 1, PLEATED MDL 40 STANDARD MERV 10 (16 1/2 X 21 1/2 X 1, 16 1/2X21 1/2X1) | 1501001275 - FILTER, 16.5 X 21.5 X 1, PLEATED MDL 40 STANDARD MERV 10 (16 1/2 X 21 1/2 X 1, 16 1/2X21 1/2X1) |  |  |  | 1 |  | 0 | 0 | August | 2026
DAHU-Q-1-RSN | 001 | 000008093101 | 2026-08-19 | 1501001275 | FILTER, 16.5 X 21.5 X 1, PLEATED MDL 40 STANDARD MERV 10 (16 1/2 X 21 1/2 X 1, 16 1/2X21 1/2X1) | 1501001275 - FILTER, 16.5 X 21.5 X 1, PLEATED MDL 40 STANDARD MERV 10 (16 1/2 X 21 1/2 X 1, 16 1/2X21 1/2X1) |  |  |  | 1 |  | 0 | 0 | August | 2026
DAHU-Q-1-RSN | 001 | 000000200062 | 2026-08-19 | 1501001275 | FILTER, 16.5 X 21.5 X 1, PLEATED MDL 40 STANDARD MERV 10 (16 1/2 X 21 1/2 X 1, 16 1/2X21 1/2X1) | 1501001275 - FILTER, 16.5 X 21.5 X 1, PLEATED MDL 40 STANDARD MERV 10 (16 1/2 X 21 1/2 X 1, 16 1/2X21 1/2X1) |  |  |  | 1 |  | 0 | 0 | August | 2026
DAHU-Q-1-RSN | 001 | 000000200063 | 2026-08-19 | 1501001275 | FILTER, 16.5 X 21.5 X 1, PLEATED MDL 40 STANDARD MERV 10 (16 1/2 X 21 1/2 X 1, 16 1/2X21 1/2X1) | 1501001275 - FILTER, 16.5 X 21.5 X 1, PLEATED MDL 40 STANDARD MERV 10 (16 1/2 X 21 1/2 X 1, 16 1/2X21 1/2X1) |  |  |  | 1 |  | 0 | 0 | August | 2026
DAHU-Q-1-RSN | 001 | 000008091055 | 2026-08-19 | 1501001141 | FILTER, 16 X 25 X 1, PLEATED MDL 40 HI-CAP MERV 10 (16X25X1) | 1501001141 - FILTER, 16 X 25 X 1, PLEATED MDL 40 HI-CAP MERV 10 (16X25X1) |  |  |  | 1 |  | 0 | 0 | August | 2026
DAHU-Q-1-RSN | 001 | 000006094000 | 2026-08-19 | 1501001141 | FILTER, 16 X 25 X 1, PLEATED MDL 40 HI-CAP MERV 10 (16X25X1) | 1501001141 - FILTER, 16 X 25 X 1, PLEATED MDL 40 HI-CAP MERV 10 (16X25X1) |  |  |  | 1 |  | 0 | 0 | August | 2026
DAHU-Q-1-RSN | 001 | 000006094001 | 2026-08-19 | 1501001133 | FILTER, 20 X 20 X 1, PLEATED MDL 40 STANDARD MERV 10 (20X20X1) | 1501001133 - FILTER, 20 X 20 X 1, PLEATED MDL 40 STANDARD MERV 10 (20X20X1) |  |  |  | 1 |  | 0 | 0 | August | 2026
DAHU-Q-1-RSN | 001 | 000000199000 | 2026-09-10 | 1501001275 | FILTER, 16.5 X 21.5 X 1, PLEATED MDL 40 STANDARD MERV 10 (16 1/2 X 21 1/2 X 1, 16 1/2X21 1/2X1) | 1501001275 - FILTER, 16.5 X 21.5 X 1, PLEATED MDL 40 STANDARD MERV 10 (16 1/2 X 21 1/2 X 1, 16 1/2X21 1/2X1) |  |  |  | 1 |  | 0 | 0 | September | 2026
DAHU-Q-1-RSN | 001 | 000000199001 | 2026-09-10 | 1501001275 | FILTER, 16.5 X 21.5 X 1, PLEATED MDL 40 STANDARD MERV 10 (16 1/2 X 21 1/2 X 1, 16 1/2X21 1/2X1) | 1501001275 - FILTER, 16.5 X 21.5 X 1, PLEATED MDL 40 STANDARD MERV 10 (16 1/2 X 21 1/2 X 1, 16 1/2X21 1/2X1) |  |  |  | 1 |  | 0 | 0 | September | 2026
DAHU-Q-1-RSN | 001 | 000000199002 | 2026-09-10 | 1501001275 | FILTER, 16.5 X 21.5 X 1, PLEATED MDL 40 STANDARD MERV 10 (16 1/2 X 21 1/2 X 1, 16 1/2X21 1/2X1) | 1501001275 - FILTER, 16.5 X 21.5 X 1, PLEATED MDL 40 STANDARD MERV 10 (16 1/2 X 21 1/2 X 1, 16 1/2X21 1/2X1) |  |  |  | 1 |  | 0 | 0 | September | 2026
DAHU-Q-1-RSN | 001 | 000000199003 | 2026-09-10 | 1501001275 | FILTER, 16.5 X 21.5 X 1, PLEATED MDL 40 STANDARD MERV 10 (16 1/2 X 21 1/2 X 1, 16 1/2X21 1/2X1) | 1501001275 - FILTER, 16.5 X 21.5 X 1, PLEATED MDL 40 STANDARD MERV 10 (16 1/2 X 21 1/2 X 1, 16 1/2X21 1/2X1) |  |  |  | 1 |  | 0 | 0 | September | 2026
DAHU-Q-1-RSN | 001 | 000008092347 | 2026-09-10 | 1501001143 | FILTER, 14 X 20 X 1, PLEATED MDL 40 HI-CAP MERV 10 (14X20X1) | 1501001143 - FILTER, 14 X 20 X 1, PLEATED MDL 40 HI-CAP MERV 10 (14X20X1) |  |  |  | 1 |  | 0 | 0 | September | 2026
DAHU-Q-1-RSN | 001 | 000000199005 | 2026-09-10 | 1501001133 | FILTER, 20 X 20 X 1, PLEATED MDL 40 STANDARD MERV 10 (20X20X1) | 1501001133 - FILTER, 20 X 20 X 1, PLEATED MDL 40 STANDARD MERV 10 (20X20X1) |  |  |  | 1 |  | 0 | 0 | September | 2026
DAHU-Q-1-RSN | 001 | 000000199006 | 2026-09-10 | 1501001275 | FILTER, 16.5 X 21.5 X 1, PLEATED MDL 40 STANDARD MERV 10 (16 1/2 X 21 1/2 X 1, 16 1/2X21 1/2X1) | 1501001275 - FILTER, 16.5 X 21.5 X 1, PLEATED MDL 40 STANDARD MERV 10 (16 1/2 X 21 1/2 X 1, 16 1/2X21 1/2X1) |  |  |  | 1 |  | 0 | 0 | September | 2026
DAHU-Q-1-RSN | 001 | 000000199007 | 2026-09-10 | 1501001275 | FILTER, 16.5 X 21.5 X 1, PLEATED MDL 40 STANDARD MERV 10 (16 1/2 X 21 1/2 X 1, 16 1/2X21 1/2X1) | 1501001275 - FILTER, 16.5 X 21.5 X 1, PLEATED MDL 40 STANDARD MERV 10 (16 1/2 X 21 1/2 X 1, 16 1/2X21 1/2X1) |  |  |  | 1 |  | 0 | 0 | September | 2026
DAHU-Q-1-RSN | 001 | 000000199008 | 2026-09-10 | 1501001275 | FILTER, 16.5 X 21.5 X 1, PLEATED MDL 40 STANDARD MERV 10 (16 1/2 X 21 1/2 X 1, 16 1/2X21 1/2X1) | 1501001275 - FILTER, 16.5 X 21.5 X 1, PLEATED MDL 40 STANDARD MERV 10 (16 1/2 X 21 1/2 X 1, 16 1/2X21 1/2X1) |  |  |  | 1 |  | 0 | 0 | September | 2026
DAHU-Q-1-RSN | 001 | 000000199009 | 2026-09-10 | 1501001275 | FILTER, 16.5 X 21.5 X 1, PLEATED MDL 40 STANDARD MERV 10 (16 1/2 X 21 1/2 X 1, 16 1/2X21 1/2X1) | 1501001275 - FILTER, 16.5 X 21.5 X 1, PLEATED MDL 40 STANDARD MERV 10 (16 1/2 X 21 1/2 X 1, 16 1/2X21 1/2X1) |  |  |  | 1 |  | 0 | 0 | September | 2026
DAHU-Q-1-RSN | 001 | 000000199010 | 2026-09-10 | 1501001111 | FILTER, 18 X 18 X 1, PLEATED MDL 40 HI-CAP MERV 10 (18X18X1) | 1501001111 - FILTER, 18 X 18 X 1, PLEATED MDL 40 HI-CAP MERV 10 (18X18X1) |  |  |  | 1 |  | 0 | 0 | September | 2026
DAHU-Q-1-RSN | 001 | 000000199011 | 2026-09-10 | 1501001111 | FILTER, 18 X 18 X 1, PLEATED MDL 40 HI-CAP MERV 10 (18X18X1) | 1501001111 - FILTER, 18 X 18 X 1, PLEATED MDL 40 HI-CAP MERV 10 (18X18X1) |  |  |  | 1 |  | 0 | 0 | September | 2026
DAHU-Q-1-RSN | 001 | 000000199012 | 2026-09-10 | 1501001275 | FILTER, 16.5 X 21.5 X 1, PLEATED MDL 40 STANDARD MERV 10 (16 1/2 X 21 1/2 X 1, 16 1/2X21 1/2X1) | 1501001275 - FILTER, 16.5 X 21.5 X 1, PLEATED MDL 40 STANDARD MERV 10 (16 1/2 X 21 1/2 X 1, 16 1/2X21 1/2X1) |  |  |  | 1 |  | 0 | 0 | September | 2026
DAHU-Q-1-RSN | 001 | 000000199013 | 2026-09-10 | 1501001275 | FILTER, 16.5 X 21.5 X 1, PLEATED MDL 40 STANDARD MERV 10 (16 1/2 X 21 1/2 X 1, 16 1/2X21 1/2X1) | 1501001275 - FILTER, 16.5 X 21.5 X 1, PLEATED MDL 40 STANDARD MERV 10 (16 1/2 X 21 1/2 X 1, 16 1/2X21 1/2X1) |  |  |  | 1 |  | 0 | 0 | September | 2026
DAHU-Q-1-RSN | 001 | 000000199014 | 2026-09-10 | 1501001275 | FILTER, 16.5 X 21.5 X 1, PLEATED MDL 40 STANDARD MERV 10 (16 1/2 X 21 1/2 X 1, 16 1/2X21 1/2X1) | 1501001275 - FILTER, 16.5 X 21.5 X 1, PLEATED MDL 40 STANDARD MERV 10 (16 1/2 X 21 1/2 X 1, 16 1/2X21 1/2X1) |  |  |  | 1 |  | 0 | 0 | September | 2026
DAHU-Q-1-RSN | 001 | 000000199015 | 2026-09-10 | 1501001275 | FILTER, 16.5 X 21.5 X 1, PLEATED MDL 40 STANDARD MERV 10 (16 1/2 X 21 1/2 X 1, 16 1/2X21 1/2X1) | 1501001275 - FILTER, 16.5 X 21.5 X 1, PLEATED MDL 40 STANDARD MERV 10 (16 1/2 X 21 1/2 X 1, 16 1/2X21 1/2X1) |  |  |  | 1 |  | 0 | 0 | September | 2026
DAHU-Q-1-RSN | 001 | 000000199016 | 2026-09-10 | 1501001275 | FILTER, 16.5 X 21.5 X 1, PLEATED MDL 40 STANDARD MERV 10 (16 1/2 X 21 1/2 X 1, 16 1/2X21 1/2X1) | 1501001275 - FILTER, 16.5 X 21.5 X 1, PLEATED MDL 40 STANDARD MERV 10 (16 1/2 X 21 1/2 X 1, 16 1/2X21 1/2X1) |  |  |  | 1 |  | 0 | 0 | September | 2026
DAHU-Q-1-RSN | 001 | 000000199017 | 2026-09-10 | 1501001275 | FILTER, 16.5 X 21.5 X 1, PLEATED MDL 40 STANDARD MERV 10 (16 1/2 X 21 1/2 X 1, 16 1/2X21 1/2X1) | 1501001275 - FILTER, 16.5 X 21.5 X 1, PLEATED MDL 40 STANDARD MERV 10 (16 1/2 X 21 1/2 X 1, 16 1/2X21 1/2X1) |  |  |  | 1 |  | 0 | 0 | September | 2026
DAHU-Q-1-RSN | 001 | 000000199018 | 2026-09-10 | 1501001275 | FILTER, 16.5 X 21.5 X 1, PLEATED MDL 40 STANDARD MERV 10 (16 1/2 X 21 1/2 X 1, 16 1/2X21 1/2X1) | 1501001275 - FILTER, 16.5 X 21.5 X 1, PLEATED MDL 40 STANDARD MERV 10 (16 1/2 X 21 1/2 X 1, 16 1/2X21 1/2X1) |  |  |  | 1 |  | 0 | 0 | September | 2026
DAHU-Q-1-RSN | 001 | 000000199019 | 2026-09-10 | 1501001275 | FILTER, 16.5 X 21.5 X 1, PLEATED MDL 40 STANDARD MERV 10 (16 1/2 X 21 1/2 X 1, 16 1/2X21 1/2X1) | 1501001275 - FILTER, 16.5 X 21.5 X 1, PLEATED MDL 40 STANDARD MERV 10 (16 1/2 X 21 1/2 X 1, 16 1/2X21 1/2X1) |  |  |  | 1 |  | 0 | 0 | September | 2026
DAHU-Q-1-RSN | 001 | 000000199020 | 2026-09-10 | 1501001275 | FILTER, 16.5 X 21.5 X 1, PLEATED MDL 40 STANDARD MERV 10 (16 1/2 X 21 1/2 X 1, 16 1/2X21 1/2X1) | 1501001275 - FILTER, 16.5 X 21.5 X 1, PLEATED MDL 40 STANDARD MERV 10 (16 1/2 X 21 1/2 X 1, 16 1/2X21 1/2X1) |  |  |  | 1 |  | 0 | 0 | September | 2026
DAHU-Q-1-RSN | 001 | 000008092349 | 2026-09-10 | 1501001143 | FILTER, 14 X 20 X 1, PLEATED MDL 40 HI-CAP MERV 10 (14X20X1) | 1501001143 - FILTER, 14 X 20 X 1, PLEATED MDL 40 HI-CAP MERV 10 (14X20X1) |  |  |  | 1 |  | 0 | 0 | September | 2026
DAHU-Q-1-RSN | 001 | 000000199022 | 2026-09-10 | 1501001133 | FILTER, 20 X 20 X 1, PLEATED MDL 40 STANDARD MERV 10 (20X20X1) | 1501001133 - FILTER, 20 X 20 X 1, PLEATED MDL 40 STANDARD MERV 10 (20X20X1) |  |  |  | 1 |  | 0 | 0 | September | 2026
DAHU-Q-1-RSN | 001 | 000000199023 | 2026-09-10 | 1501001275 | FILTER, 16.5 X 21.5 X 1, PLEATED MDL 40 STANDARD MERV 10 (16 1/2 X 21 1/2 X 1, 16 1/2X21 1/2X1) | 1501001275 - FILTER, 16.5 X 21.5 X 1, PLEATED MDL 40 STANDARD MERV 10 (16 1/2 X 21 1/2 X 1, 16 1/2X21 1/2X1) |  |  |  | 1 |  | 0 | 0 | September | 2026
DAHU-Q-1-RSN | 001 | 000000199024 | 2026-09-10 | 1501001275 | FILTER, 16.5 X 21.5 X 1, PLEATED MDL 40 STANDARD MERV 10 (16 1/2 X 21 1/2 X 1, 16 1/2X21 1/2X1) | 1501001275 - FILTER, 16.5 X 21.5 X 1, PLEATED MDL 40 STANDARD MERV 10 (16 1/2 X 21 1/2 X 1, 16 1/2X21 1/2X1) |  |  |  | 1 |  | 0 | 0 | September | 2026
DAHU-Q-1-RSN | 001 | 000000199025 | 2026-09-10 | 1501001275 | FILTER, 16.5 X 21.5 X 1, PLEATED MDL 40 STANDARD MERV 10 (16 1/2 X 21 1/2 X 1, 16 1/2X21 1/2X1) | 1501001275 - FILTER, 16.5 X 21.5 X 1, PLEATED MDL 40 STANDARD MERV 10 (16 1/2 X 21 1/2 X 1, 16 1/2X21 1/2X1) |  |  |  | 1 |  | 0 | 0 | September | 2026
DAHU-Q-1-RSN | 001 | 000000199026 | 2026-09-10 | 1501001275 | FILTER, 16.5 X 21.5 X 1, PLEATED MDL 40 STANDARD MERV 10 (16 1/2 X 21 1/2 X 1, 16 1/2X21 1/2X1) | 1501001275 - FILTER, 16.5 X 21.5 X 1, PLEATED MDL 40 STANDARD MERV 10 (16 1/2 X 21 1/2 X 1, 16 1/2X21 1/2X1) |  |  |  | 1 |  | 0 | 0 | September | 2026
DAHU-Q-1-RSN | 001 | 000000199028 | 2026-09-10 | 1501001111 | FILTER, 18 X 18 X 1, PLEATED MDL 40 HI-CAP MERV 10 (18X18X1) | 1501001111 - FILTER, 18 X 18 X 1, PLEATED MDL 40 HI-CAP MERV 10 (18X18X1) |  |  |  | 1 |  | 0 | 0 | September | 2026
DAHU-Q-1-RSN | 001 | 000000199029 | 2026-09-10 | 1501001275 | FILTER, 16.5 X 21.5 X 1, PLEATED MDL 40 STANDARD MERV 10 (16 1/2 X 21 1/2 X 1, 16 1/2X21 1/2X1) | 1501001275 - FILTER, 16.5 X 21.5 X 1, PLEATED MDL 40 STANDARD MERV 10 (16 1/2 X 21 1/2 X 1, 16 1/2X21 1/2X1) |  |  |  | 1 |  | 0 | 0 | September | 2026
DAHU-Q-1-RSN | 001 | 000000199030 | 2026-09-10 | 1501001275 | FILTER, 16.5 X 21.5 X 1, PLEATED MDL 40 STANDARD MERV 10 (16 1/2 X 21 1/2 X 1, 16 1/2X21 1/2X1) | 1501001275 - FILTER, 16.5 X 21.5 X 1, PLEATED MDL 40 STANDARD MERV 10 (16 1/2 X 21 1/2 X 1, 16 1/2X21 1/2X1) |  |  |  | 1 |  | 0 | 0 | September | 2026
DAHU-Q-1-RSN | 001 | 000006094128 | 2026-09-10 | 1501001139 | FILTER, 16 X 20 X 1, PLEATED MDL 40 HI-CAP MERV 10 (16X20X1) (ACTUAL SIZE: 15-1/2"X19-1/2"X3/4") | 1501001139 - FILTER, 16 X 20 X 1, PLEATED MDL 40 HI-CAP MERV 10 (16X20X1) (ACTUAL SIZE: 15-1/2"X19-1/2"X3/4") |  |  |  | 1 |  | 0 | 0 | September | 2026
DAHU-Q-1-RSN | 001 | 000008093126 | 2026-09-17 | 1501001139 | FILTER, 16 X 20 X 1, PLEATED MDL 40 HI-CAP MERV 10 (16X20X1) (ACTUAL SIZE: 15-1/2"X19-1/2"X3/4") | 1501001139 - FILTER, 16 X 20 X 1, PLEATED MDL 40 HI-CAP MERV 10 (16X20X1) (ACTUAL SIZE: 15-1/2"X19-1/2"X3/4") |  |  |  | 1 |  | 0 | 0 | September | 2026
DAHU-Q-1-RSN | 001 | 000000199031 | 2026-09-17 | 1501001275 | FILTER, 16.5 X 21.5 X 1, PLEATED MDL 40 STANDARD MERV 10 (16 1/2 X 21 1/2 X 1, 16 1/2X21 1/2X1) | 1501001275 - FILTER, 16.5 X 21.5 X 1, PLEATED MDL 40 STANDARD MERV 10 (16 1/2 X 21 1/2 X 1, 16 1/2X21 1/2X1) |  |  |  | 1 |  | 0 | 0 | September | 2026
DAHU-Q-1-RSN | 001 | 000000199032 | 2026-09-17 | 1501001275 | FILTER, 16.5 X 21.5 X 1, PLEATED MDL 40 STANDARD MERV 10 (16 1/2 X 21 1/2 X 1, 16 1/2X21 1/2X1) | 1501001275 - FILTER, 16.5 X 21.5 X 1, PLEATED MDL 40 STANDARD MERV 10 (16 1/2 X 21 1/2 X 1, 16 1/2X21 1/2X1) |  |  |  | 1 |  | 0 | 0 | September | 2026
DAHU-Q-1-RSN | 001 | 000000199033 | 2026-09-17 | 1501001275 | FILTER, 16.5 X 21.5 X 1, PLEATED MDL 40 STANDARD MERV 10 (16 1/2 X 21 1/2 X 1, 16 1/2X21 1/2X1) | 1501001275 - FILTER, 16.5 X 21.5 X 1, PLEATED MDL 40 STANDARD MERV 10 (16 1/2 X 21 1/2 X 1, 16 1/2X21 1/2X1) |  |  |  | 1 |  | 0 | 0 | September | 2026
DAHU-Q-1-RSN | 001 | 000000199034 | 2026-09-17 | 1501001275 | FILTER, 16.5 X 21.5 X 1, PLEATED MDL 40 STANDARD MERV 10 (16 1/2 X 21 1/2 X 1, 16 1/2X21 1/2X1) | 1501001275 - FILTER, 16.5 X 21.5 X 1, PLEATED MDL 40 STANDARD MERV 10 (16 1/2 X 21 1/2 X 1, 16 1/2X21 1/2X1) |  |  |  | 1 |  | 0 | 0 | September | 2026
DAHU-Q-1-RSN | 001 | 000000199035 | 2026-09-17 | 1501001275 | FILTER, 16.5 X 21.5 X 1, PLEATED MDL 40 STANDARD MERV 10 (16 1/2 X 21 1/2 X 1, 16 1/2X21 1/2X1) | 1501001275 - FILTER, 16.5 X 21.5 X 1, PLEATED MDL 40 STANDARD MERV 10 (16 1/2 X 21 1/2 X 1, 16 1/2X21 1/2X1) |  |  |  | 1 |  | 0 | 0 | September | 2026
DAHU-Q-1-RSN | 001 | 000000199036 | 2026-09-17 | 1501001275 | FILTER, 16.5 X 21.5 X 1, PLEATED MDL 40 STANDARD MERV 10 (16 1/2 X 21 1/2 X 1, 16 1/2X21 1/2X1) | 1501001275 - FILTER, 16.5 X 21.5 X 1, PLEATED MDL 40 STANDARD MERV 10 (16 1/2 X 21 1/2 X 1, 16 1/2X21 1/2X1) |  |  |  | 1 |  | 0 | 0 | September | 2026
DAHU-Q-1-RSN | 001 | 000008092351 | 2026-09-17 | 1501001111 | FILTER, 18 X 18 X 1, PLEATED MDL 40 HI-CAP MERV 10 (18X18X1) | 1501001111 - FILTER, 18 X 18 X 1, PLEATED MDL 40 HI-CAP MERV 10 (18X18X1) |  |  |  | 1 |  | 0 | 0 | September | 2026
DAHU-Q-1-RSN | 001 | 000000199038 | 2026-09-17 | 1501001133 | FILTER, 20 X 20 X 1, PLEATED MDL 40 STANDARD MERV 10 (20X20X1) | 1501001133 - FILTER, 20 X 20 X 1, PLEATED MDL 40 STANDARD MERV 10 (20X20X1) |  |  |  | 1 |  | 0 | 0 | September | 2026
DAHU-Q-1-RSN | 001 | 000000199039 | 2026-09-17 | 1501001275 | FILTER, 16.5 X 21.5 X 1, PLEATED MDL 40 STANDARD MERV 10 (16 1/2 X 21 1/2 X 1, 16 1/2X21 1/2X1) | 1501001275 - FILTER, 16.5 X 21.5 X 1, PLEATED MDL 40 STANDARD MERV 10 (16 1/2 X 21 1/2 X 1, 16 1/2X21 1/2X1) |  |  |  | 1 |  | 0 | 0 | September | 2026
DAHU-Q-1-RSN | 001 | 000000199040 | 2026-09-17 | 1501001275 | FILTER, 16.5 X 21.5 X 1, PLEATED MDL 40 STANDARD MERV 10 (16 1/2 X 21 1/2 X 1, 16 1/2X21 1/2X1) | 1501001275 - FILTER, 16.5 X 21.5 X 1, PLEATED MDL 40 STANDARD MERV 10 (16 1/2 X 21 1/2 X 1, 16 1/2X21 1/2X1) |  |  |  | 1 |  | 0 | 0 | September | 2026
DAHU-Q-1-RSN | 001 | 000000199041 | 2026-09-17 | 1501001275 | FILTER, 16.5 X 21.5 X 1, PLEATED MDL 40 STANDARD MERV 10 (16 1/2 X 21 1/2 X 1, 16 1/2X21 1/2X1) | 1501001275 - FILTER, 16.5 X 21.5 X 1, PLEATED MDL 40 STANDARD MERV 10 (16 1/2 X 21 1/2 X 1, 16 1/2X21 1/2X1) |  |  |  | 1 |  | 0 | 0 | September | 2026
DAHU-Q-1-RSN | 001 | 000000199042 | 2026-09-17 | 1501001275 | FILTER, 16.5 X 21.5 X 1, PLEATED MDL 40 STANDARD MERV 10 (16 1/2 X 21 1/2 X 1, 16 1/2X21 1/2X1) | 1501001275 - FILTER, 16.5 X 21.5 X 1, PLEATED MDL 40 STANDARD MERV 10 (16 1/2 X 21 1/2 X 1, 16 1/2X21 1/2X1) |  |  |  | 1 |  | 0 | 0 | September | 2026
DAHU-Q-1-RSN | 001 | 000000199044 | 2026-09-17 | 1501001111 | FILTER, 18 X 18 X 1, PLEATED MDL 40 HI-CAP MERV 10 (18X18X1) | 1501001111 - FILTER, 18 X 18 X 1, PLEATED MDL 40 HI-CAP MERV 10 (18X18X1) |  |  |  | 1 |  | 0 | 0 | September | 2026
DAHU-Q-1-RSN | 001 | 000000199045 | 2026-09-17 | 1501001275 | FILTER, 16.5 X 21.5 X 1, PLEATED MDL 40 STANDARD MERV 10 (16 1/2 X 21 1/2 X 1, 16 1/2X21 1/2X1) | 1501001275 - FILTER, 16.5 X 21.5 X 1, PLEATED MDL 40 STANDARD MERV 10 (16 1/2 X 21 1/2 X 1, 16 1/2X21 1/2X1) |  |  |  | 1 |  | 0 | 0 | September | 2026
DAHU-Q-1-RSN | 001 | 000000199046 | 2026-09-17 | 1501001275 | FILTER, 16.5 X 21.5 X 1, PLEATED MDL 40 STANDARD MERV 10 (16 1/2 X 21 1/2 X 1, 16 1/2X21 1/2X1) | 1501001275 - FILTER, 16.5 X 21.5 X 1, PLEATED MDL 40 STANDARD MERV 10 (16 1/2 X 21 1/2 X 1, 16 1/2X21 1/2X1) |  |  |  | 1 |  | 0 | 0 | September | 2026
DAHU-Q-1-RSN | 001 | 000000199047 | 2026-09-17 | 1501001275 | FILTER, 16.5 X 21.5 X 1, PLEATED MDL 40 STANDARD MERV 10 (16 1/2 X 21 1/2 X 1, 16 1/2X21 1/2X1) | 1501001275 - FILTER, 16.5 X 21.5 X 1, PLEATED MDL 40 STANDARD MERV 10 (16 1/2 X 21 1/2 X 1, 16 1/2X21 1/2X1) |  |  |  | 1 |  | 0 | 0 | September | 2026
DAHU-Q-1-RSN | 001 | 000000199048 | 2026-09-17 | 1501001275 | FILTER, 16.5 X 21.5 X 1, PLEATED MDL 40 STANDARD MERV 10 (16 1/2 X 21 1/2 X 1, 16 1/2X21 1/2X1) | 1501001275 - FILTER, 16.5 X 21.5 X 1, PLEATED MDL 40 STANDARD MERV 10 (16 1/2 X 21 1/2 X 1, 16 1/2X21 1/2X1) |  |  |  | 1 |  | 0 | 0 | September | 2026
DAHU-Q-1-RSN | 001 | 000000199049 | 2026-09-17 | 1501001275 | FILTER, 16.5 X 21.5 X 1, PLEATED MDL 40 STANDARD MERV 10 (16 1/2 X 21 1/2 X 1, 16 1/2X21 1/2X1) | 1501001275 - FILTER, 16.5 X 21.5 X 1, PLEATED MDL 40 STANDARD MERV 10 (16 1/2 X 21 1/2 X 1, 16 1/2X21 1/2X1) |  |  |  | 1 |  | 0 | 0 | September | 2026
DAHU-Q-1-RSN | 001 | 000000199050 | 2026-09-17 | 1501001275 | FILTER, 16.5 X 21.5 X 1, PLEATED MDL 40 STANDARD MERV 10 (16 1/2 X 21 1/2 X 1, 16 1/2X21 1/2X1) | 1501001275 - FILTER, 16.5 X 21.5 X 1, PLEATED MDL 40 STANDARD MERV 10 (16 1/2 X 21 1/2 X 1, 16 1/2X21 1/2X1) |  |  |  | 1 |  | 0 | 0 | September | 2026
DAHU-Q-1-RSN | 001 | 000000199051 | 2026-09-17 | 1501001275 | FILTER, 16.5 X 21.5 X 1, PLEATED MDL 40 STANDARD MERV 10 (16 1/2 X 21 1/2 X 1, 16 1/2X21 1/2X1) | 1501001275 - FILTER, 16.5 X 21.5 X 1, PLEATED MDL 40 STANDARD MERV 10 (16 1/2 X 21 1/2 X 1, 16 1/2X21 1/2X1) |  |  |  | 1 |  | 0 | 0 | September | 2026
DAHU-Q-1-RSN | 001 | 000000199052 | 2026-09-17 | 1501001275 | FILTER, 16.5 X 21.5 X 1, PLEATED MDL 40 STANDARD MERV 10 (16 1/2 X 21 1/2 X 1, 16 1/2X21 1/2X1) | 1501001275 - FILTER, 16.5 X 21.5 X 1, PLEATED MDL 40 STANDARD MERV 10 (16 1/2 X 21 1/2 X 1, 16 1/2X21 1/2X1) |  |  |  | 1 |  | 0 | 0 | September | 2026
DAHU-Q-1-RSN | 001 | 000008092353 | 2026-09-17 | 1501001143 | FILTER, 14 X 20 X 1, PLEATED MDL 40 HI-CAP MERV 10 (14X20X1) | 1501001143 - FILTER, 14 X 20 X 1, PLEATED MDL 40 HI-CAP MERV 10 (14X20X1) |  |  |  | 1 |  | 0 | 0 | September | 2026
DAHU-Q-1-RSN | 001 | 000000199054 | 2026-09-17 | 1501001133 | FILTER, 20 X 20 X 1, PLEATED MDL 40 STANDARD MERV 10 (20X20X1) | 1501001133 - FILTER, 20 X 20 X 1, PLEATED MDL 40 STANDARD MERV 10 (20X20X1) |  |  |  | 1 |  | 0 | 0 | September | 2026
DAHU-Q-1-RSN | 001 | 000000199055 | 2026-09-17 | 1501001275 | FILTER, 16.5 X 21.5 X 1, PLEATED MDL 40 STANDARD MERV 10 (16 1/2 X 21 1/2 X 1, 16 1/2X21 1/2X1) | 1501001275 - FILTER, 16.5 X 21.5 X 1, PLEATED MDL 40 STANDARD MERV 10 (16 1/2 X 21 1/2 X 1, 16 1/2X21 1/2X1) |  |  |  | 1 |  | 0 | 0 | September | 2026
DAHU-Q-1-RSN | 001 | 000000199056 | 2026-09-17 | 1501001275 | FILTER, 16.5 X 21.5 X 1, PLEATED MDL 40 STANDARD MERV 10 (16 1/2 X 21 1/2 X 1, 16 1/2X21 1/2X1) | 1501001275 - FILTER, 16.5 X 21.5 X 1, PLEATED MDL 40 STANDARD MERV 10 (16 1/2 X 21 1/2 X 1, 16 1/2X21 1/2X1) |  |  |  | 1 |  | 0 | 0 | September | 2026
DAHU-Q-1-RSN | 001 | 000000199057 | 2026-09-17 | 1501001275 | FILTER, 16.5 X 21.5 X 1, PLEATED MDL 40 STANDARD MERV 10 (16 1/2 X 21 1/2 X 1, 16 1/2X21 1/2X1) | 1501001275 - FILTER, 16.5 X 21.5 X 1, PLEATED MDL 40 STANDARD MERV 10 (16 1/2 X 21 1/2 X 1, 16 1/2X21 1/2X1) |  |  |  | 1 |  | 0 | 0 | September | 2026
DAHU-Q-1-RSN | 001 | 000000199058 | 2026-09-17 | 1501001275 | FILTER, 16.5 X 21.5 X 1, PLEATED MDL 40 STANDARD MERV 10 (16 1/2 X 21 1/2 X 1, 16 1/2X21 1/2X1) | 1501001275 - FILTER, 16.5 X 21.5 X 1, PLEATED MDL 40 STANDARD MERV 10 (16 1/2 X 21 1/2 X 1, 16 1/2X21 1/2X1) |  |  |  | 1 |  | 0 | 0 | September | 2026
DAHU-Q-1-RSN | 001 | 000000199059 | 2026-09-17 | 1501001111 | FILTER, 18 X 18 X 1, PLEATED MDL 40 HI-CAP MERV 10 (18X18X1) | 1501001111 - FILTER, 18 X 18 X 1, PLEATED MDL 40 HI-CAP MERV 10 (18X18X1) |  |  |  | 1 |  | 0 | 0 | September | 2026
DAHU-Q-1-RSN | 001 | 000002090008 | 2026-09-17 | 1501001275 | FILTER, 16.5 X 21.5 X 1, PLEATED MDL 40 STANDARD MERV 10 (16 1/2 X 21 1/2 X 1, 16 1/2X21 1/2X1) | 1501001275 - FILTER, 16.5 X 21.5 X 1, PLEATED MDL 40 STANDARD MERV 10 (16 1/2 X 21 1/2 X 1, 16 1/2X21 1/2X1) |  |  |  | 1 |  | 0 | 0 | September | 2026
DAHU-Q-1-RSN | 001 | 000000199061 | 2026-09-17 | 1501001275 | FILTER, 16.5 X 21.5 X 1, PLEATED MDL 40 STANDARD MERV 10 (16 1/2 X 21 1/2 X 1, 16 1/2X21 1/2X1) | 1501001275 - FILTER, 16.5 X 21.5 X 1, PLEATED MDL 40 STANDARD MERV 10 (16 1/2 X 21 1/2 X 1, 16 1/2X21 1/2X1) |  |  |  | 1 |  | 0 | 0 | September | 2026
DAHU-Q-1-RSN | 001 | 000000199062 | 2026-09-17 | 1501001275 | FILTER, 16.5 X 21.5 X 1, PLEATED MDL 40 STANDARD MERV 10 (16 1/2 X 21 1/2 X 1, 16 1/2X21 1/2X1) | 1501001275 - FILTER, 16.5 X 21.5 X 1, PLEATED MDL 40 STANDARD MERV 10 (16 1/2 X 21 1/2 X 1, 16 1/2X21 1/2X1) |  |  |  | 1 |  | 0 | 0 | September | 2026
DAHU-Q-1-RSN | 001 | 000000199063 | 2026-09-17 | 1501001275 | FILTER, 16.5 X 21.5 X 1, PLEATED MDL 40 STANDARD MERV 10 (16 1/2 X 21 1/2 X 1, 16 1/2X21 1/2X1) | 1501001275 - FILTER, 16.5 X 21.5 X 1, PLEATED MDL 40 STANDARD MERV 10 (16 1/2 X 21 1/2 X 1, 16 1/2X21 1/2X1) |  |  |  | 1 |  | 0 | 0 | September | 2026
DAHU-Q-1-RSN | 001 | 000000199064 | 2026-09-17 | 1501001275 | FILTER, 16.5 X 21.5 X 1, PLEATED MDL 40 STANDARD MERV 10 (16 1/2 X 21 1/2 X 1, 16 1/2X21 1/2X1) | 1501001275 - FILTER, 16.5 X 21.5 X 1, PLEATED MDL 40 STANDARD MERV 10 (16 1/2 X 21 1/2 X 1, 16 1/2X21 1/2X1) |  |  |  | 1 |  | 0 | 0 | September | 2026
DAHU-Q-1-RSN | 001 | 000008091282 | 2026-11-12 | 1501001143 | FILTER, 14 X 20 X 1, PLEATED MDL 40 HI-CAP MERV 10 (14X20X1) | 1501001143 - FILTER, 14 X 20 X 1, PLEATED MDL 40 HI-CAP MERV 10 (14X20X1) |  |  |  | 1 |  | 0 | 0 | November | 2026
DAHU-Q-1-RSN | 001 | 000000200001 | 2026-11-19 | 1501001275 | FILTER, 16.5 X 21.5 X 1, PLEATED MDL 40 STANDARD MERV 10 (16 1/2 X 21 1/2 X 1, 16 1/2X21 1/2X1) | 1501001275 - FILTER, 16.5 X 21.5 X 1, PLEATED MDL 40 STANDARD MERV 10 (16 1/2 X 21 1/2 X 1, 16 1/2X21 1/2X1) |  |  |  | 1 |  | 0 | 0 | November | 2026
DAHU-Q-1-RSN | 001 | 000000200002 | 2026-11-19 | 1501001275 | FILTER, 16.5 X 21.5 X 1, PLEATED MDL 40 STANDARD MERV 10 (16 1/2 X 21 1/2 X 1, 16 1/2X21 1/2X1) | 1501001275 - FILTER, 16.5 X 21.5 X 1, PLEATED MDL 40 STANDARD MERV 10 (16 1/2 X 21 1/2 X 1, 16 1/2X21 1/2X1) |  |  |  | 1 |  | 0 | 0 | November | 2026
DAHU-Q-1-RSN | 001 | 000000200003 | 2026-11-19 | 1501001275 | FILTER, 16.5 X 21.5 X 1, PLEATED MDL 40 STANDARD MERV 10 (16 1/2 X 21 1/2 X 1, 16 1/2X21 1/2X1) | 1501001275 - FILTER, 16.5 X 21.5 X 1, PLEATED MDL 40 STANDARD MERV 10 (16 1/2 X 21 1/2 X 1, 16 1/2X21 1/2X1) |  |  |  | 1 |  | 0 | 0 | November | 2026
DAHU-Q-1-RSN | 001 | 000000200006 | 2026-11-19 | 1501001275 | FILTER, 16.5 X 21.5 X 1, PLEATED MDL 40 STANDARD MERV 10 (16 1/2 X 21 1/2 X 1, 16 1/2X21 1/2X1) | 1501001275 - FILTER, 16.5 X 21.5 X 1, PLEATED MDL 40 STANDARD MERV 10 (16 1/2 X 21 1/2 X 1, 16 1/2X21 1/2X1) |  |  |  | 1 |  | 0 | 0 | November | 2026
DAHU-Q-1-RSN | 001 | 000000200007 | 2026-11-19 | 1501001275 | FILTER, 16.5 X 21.5 X 1, PLEATED MDL 40 STANDARD MERV 10 (16 1/2 X 21 1/2 X 1, 16 1/2X21 1/2X1) | 1501001275 - FILTER, 16.5 X 21.5 X 1, PLEATED MDL 40 STANDARD MERV 10 (16 1/2 X 21 1/2 X 1, 16 1/2X21 1/2X1) |  |  |  | 1 |  | 0 | 0 | November | 2026
DAHU-Q-1-RSN | 001 | 000000200008 | 2026-11-19 | 1501001275 | FILTER, 16.5 X 21.5 X 1, PLEATED MDL 40 STANDARD MERV 10 (16 1/2 X 21 1/2 X 1, 16 1/2X21 1/2X1) | 1501001275 - FILTER, 16.5 X 21.5 X 1, PLEATED MDL 40 STANDARD MERV 10 (16 1/2 X 21 1/2 X 1, 16 1/2X21 1/2X1) |  |  |  | 1 |  | 0 | 0 | November | 2026
DAHU-Q-1-RSN | 001 | 000000200009 | 2026-11-19 | 1501001275 | FILTER, 16.5 X 21.5 X 1, PLEATED MDL 40 STANDARD MERV 10 (16 1/2 X 21 1/2 X 1, 16 1/2X21 1/2X1) | 1501001275 - FILTER, 16.5 X 21.5 X 1, PLEATED MDL 40 STANDARD MERV 10 (16 1/2 X 21 1/2 X 1, 16 1/2X21 1/2X1) |  |  |  | 1 |  | 0 | 0 | November | 2026
DAHU-Q-1-RSN | 001 | 000000200010 | 2026-11-19 | 1501001111 | FILTER, 18 X 18 X 1, PLEATED MDL 40 HI-CAP MERV 10 (18X18X1) | 1501001111 - FILTER, 18 X 18 X 1, PLEATED MDL 40 HI-CAP MERV 10 (18X18X1) |  |  |  | 1 |  | 0 | 0 | November | 2026
DAHU-Q-1-RSN | 001 | 000000200011 | 2026-11-19 | 1501001111 | FILTER, 18 X 18 X 1, PLEATED MDL 40 HI-CAP MERV 10 (18X18X1) | 1501001111 - FILTER, 18 X 18 X 1, PLEATED MDL 40 HI-CAP MERV 10 (18X18X1) |  |  |  | 1 |  | 0 | 0 | November | 2026
DAHU-Q-1-RSN | 001 | 000000200012 | 2026-11-19 | 1501001275 | FILTER, 16.5 X 21.5 X 1, PLEATED MDL 40 STANDARD MERV 10 (16 1/2 X 21 1/2 X 1, 16 1/2X21 1/2X1) | 1501001275 - FILTER, 16.5 X 21.5 X 1, PLEATED MDL 40 STANDARD MERV 10 (16 1/2 X 21 1/2 X 1, 16 1/2X21 1/2X1) |  |  |  | 1 |  | 0 | 0 | November | 2026
DAHU-Q-1-RSN | 001 | 000000200013 | 2026-11-19 | 1501001275 | FILTER, 16.5 X 21.5 X 1, PLEATED MDL 40 STANDARD MERV 10 (16 1/2 X 21 1/2 X 1, 16 1/2X21 1/2X1) | 1501001275 - FILTER, 16.5 X 21.5 X 1, PLEATED MDL 40 STANDARD MERV 10 (16 1/2 X 21 1/2 X 1, 16 1/2X21 1/2X1) |  |  |  | 1 |  | 0 | 0 | November | 2026
DAHU-Q-1-RSN | 001 | 000000200014 | 2026-11-19 | 1501001275 | FILTER, 16.5 X 21.5 X 1, PLEATED MDL 40 STANDARD MERV 10 (16 1/2 X 21 1/2 X 1, 16 1/2X21 1/2X1) | 1501001275 - FILTER, 16.5 X 21.5 X 1, PLEATED MDL 40 STANDARD MERV 10 (16 1/2 X 21 1/2 X 1, 16 1/2X21 1/2X1) |  |  |  | 1 |  | 0 | 0 | November | 2026
DAHU-Q-1-RSN | 001 | 000000200015 | 2026-11-19 | 1501001275 | FILTER, 16.5 X 21.5 X 1, PLEATED MDL 40 STANDARD MERV 10 (16 1/2 X 21 1/2 X 1, 16 1/2X21 1/2X1) | 1501001275 - FILTER, 16.5 X 21.5 X 1, PLEATED MDL 40 STANDARD MERV 10 (16 1/2 X 21 1/2 X 1, 16 1/2X21 1/2X1) |  |  |  | 1 |  | 0 | 0 | November | 2026
DAHU-Q-1-RSN | 001 | 000000200016 | 2026-11-19 | 1501001275 | FILTER, 16.5 X 21.5 X 1, PLEATED MDL 40 STANDARD MERV 10 (16 1/2 X 21 1/2 X 1, 16 1/2X21 1/2X1) | 1501001275 - FILTER, 16.5 X 21.5 X 1, PLEATED MDL 40 STANDARD MERV 10 (16 1/2 X 21 1/2 X 1, 16 1/2X21 1/2X1) |  |  |  | 1 |  | 0 | 0 | November | 2026
DAHU-Q-1-RSN | 001 | 000000200017 | 2026-11-19 | 1501001275 | FILTER, 16.5 X 21.5 X 1, PLEATED MDL 40 STANDARD MERV 10 (16 1/2 X 21 1/2 X 1, 16 1/2X21 1/2X1) | 1501001275 - FILTER, 16.5 X 21.5 X 1, PLEATED MDL 40 STANDARD MERV 10 (16 1/2 X 21 1/2 X 1, 16 1/2X21 1/2X1) |  |  |  | 1 |  | 0 | 0 | November | 2026
DAHU-Q-1-RSN | 001 | 000000200018 | 2026-11-19 | 1501001275 | FILTER, 16.5 X 21.5 X 1, PLEATED MDL 40 STANDARD MERV 10 (16 1/2 X 21 1/2 X 1, 16 1/2X21 1/2X1) | 1501001275 - FILTER, 16.5 X 21.5 X 1, PLEATED MDL 40 STANDARD MERV 10 (16 1/2 X 21 1/2 X 1, 16 1/2X21 1/2X1) |  |  |  | 1 |  | 0 | 0 | November | 2026
DAHU-Q-1-RSN | 001 | 000000200019 | 2026-11-19 | 1501001275 | FILTER, 16.5 X 21.5 X 1, PLEATED MDL 40 STANDARD MERV 10 (16 1/2 X 21 1/2 X 1, 16 1/2X21 1/2X1) | 1501001275 - FILTER, 16.5 X 21.5 X 1, PLEATED MDL 40 STANDARD MERV 10 (16 1/2 X 21 1/2 X 1, 16 1/2X21 1/2X1) |  |  |  | 1 |  | 0 | 0 | November | 2026
DAHU-Q-1-RSN | 001 | 000000200022 | 2026-11-19 | 1501001275 | FILTER, 16.5 X 21.5 X 1, PLEATED MDL 40 STANDARD MERV 10 (16 1/2 X 21 1/2 X 1, 16 1/2X21 1/2X1) | 1501001275 - FILTER, 16.5 X 21.5 X 1, PLEATED MDL 40 STANDARD MERV 10 (16 1/2 X 21 1/2 X 1, 16 1/2X21 1/2X1) |  |  |  | 1 |  | 0 | 0 | November | 2026
DAHU-Q-1-RSN | 001 | 000000200023 | 2026-11-19 | 1501001275 | FILTER, 16.5 X 21.5 X 1, PLEATED MDL 40 STANDARD MERV 10 (16 1/2 X 21 1/2 X 1, 16 1/2X21 1/2X1) | 1501001275 - FILTER, 16.5 X 21.5 X 1, PLEATED MDL 40 STANDARD MERV 10 (16 1/2 X 21 1/2 X 1, 16 1/2X21 1/2X1) |  |  |  | 1 |  | 0 | 0 | November | 2026
DAHU-Q-1-RSN | 001 | 000000200024 | 2026-11-19 | 1501001275 | FILTER, 16.5 X 21.5 X 1, PLEATED MDL 40 STANDARD MERV 10 (16 1/2 X 21 1/2 X 1, 16 1/2X21 1/2X1) | 1501001275 - FILTER, 16.5 X 21.5 X 1, PLEATED MDL 40 STANDARD MERV 10 (16 1/2 X 21 1/2 X 1, 16 1/2X21 1/2X1) |  |  |  | 1 |  | 0 | 0 | November | 2026
DAHU-Q-1-RSN | 001 | 000000200025 | 2026-11-19 | 1501001275 | FILTER, 16.5 X 21.5 X 1, PLEATED MDL 40 STANDARD MERV 10 (16 1/2 X 21 1/2 X 1, 16 1/2X21 1/2X1) | 1501001275 - FILTER, 16.5 X 21.5 X 1, PLEATED MDL 40 STANDARD MERV 10 (16 1/2 X 21 1/2 X 1, 16 1/2X21 1/2X1) |  |  |  | 1 |  | 0 | 0 | November | 2026
DAHU-Q-1-RSN | 001 | 000000200026 | 2026-11-19 | 1501001111 | FILTER, 18 X 18 X 1, PLEATED MDL 40 HI-CAP MERV 10 (18X18X1) | 1501001111 - FILTER, 18 X 18 X 1, PLEATED MDL 40 HI-CAP MERV 10 (18X18X1) |  |  |  | 1 |  | 0 | 0 | November | 2026
DAHU-Q-1-RSN | 001 | 000000200027 | 2026-11-19 | 1501001111 | FILTER, 18 X 18 X 1, PLEATED MDL 40 HI-CAP MERV 10 (18X18X1) | 1501001111 - FILTER, 18 X 18 X 1, PLEATED MDL 40 HI-CAP MERV 10 (18X18X1) |  |  |  | 1 |  | 0 | 0 | November | 2026
DAHU-Q-1-RSN | 001 | 000000200028 | 2026-11-19 | 1501001275 | FILTER, 16.5 X 21.5 X 1, PLEATED MDL 40 STANDARD MERV 10 (16 1/2 X 21 1/2 X 1, 16 1/2X21 1/2X1) | 1501001275 - FILTER, 16.5 X 21.5 X 1, PLEATED MDL 40 STANDARD MERV 10 (16 1/2 X 21 1/2 X 1, 16 1/2X21 1/2X1) |  |  |  | 1 |  | 0 | 0 | November | 2026
DAHU-Q-1-RSN | 001 | 000000200029 | 2026-11-19 | 1501001275 | FILTER, 16.5 X 21.5 X 1, PLEATED MDL 40 STANDARD MERV 10 (16 1/2 X 21 1/2 X 1, 16 1/2X21 1/2X1) | 1501001275 - FILTER, 16.5 X 21.5 X 1, PLEATED MDL 40 STANDARD MERV 10 (16 1/2 X 21 1/2 X 1, 16 1/2X21 1/2X1) |  |  |  | 1 |  | 0 | 0 | November | 2026
DAHU-Q-1-RSN | 001 | 000000200030 | 2026-11-19 | 1501001275 | FILTER, 16.5 X 21.5 X 1, PLEATED MDL 40 STANDARD MERV 10 (16 1/2 X 21 1/2 X 1, 16 1/2X21 1/2X1) | 1501001275 - FILTER, 16.5 X 21.5 X 1, PLEATED MDL 40 STANDARD MERV 10 (16 1/2 X 21 1/2 X 1, 16 1/2X21 1/2X1) |  |  |  | 1 |  | 0 | 0 | November | 2026
DAHU-Q-1-RSN | 001 | 000000200031 | 2026-11-19 | 1501001275 | FILTER, 16.5 X 21.5 X 1, PLEATED MDL 40 STANDARD MERV 10 (16 1/2 X 21 1/2 X 1, 16 1/2X21 1/2X1) | 1501001275 - FILTER, 16.5 X 21.5 X 1, PLEATED MDL 40 STANDARD MERV 10 (16 1/2 X 21 1/2 X 1, 16 1/2X21 1/2X1) |  |  |  | 1 |  | 0 | 0 | November | 2026
DAHU-Q-1-RSN | 001 | 000000200032 | 2026-11-19 | 1501001275 | FILTER, 16.5 X 21.5 X 1, PLEATED MDL 40 STANDARD MERV 10 (16 1/2 X 21 1/2 X 1, 16 1/2X21 1/2X1) | 1501001275 - FILTER, 16.5 X 21.5 X 1, PLEATED MDL 40 STANDARD MERV 10 (16 1/2 X 21 1/2 X 1, 16 1/2X21 1/2X1) |  |  |  | 1 |  | 0 | 0 | November | 2026
DAHU-Q-1-RSN | 001 | 000000200033 | 2026-11-19 | 1501001275 | FILTER, 16.5 X 21.5 X 1, PLEATED MDL 40 STANDARD MERV 10 (16 1/2 X 21 1/2 X 1, 16 1/2X21 1/2X1) | 1501001275 - FILTER, 16.5 X 21.5 X 1, PLEATED MDL 40 STANDARD MERV 10 (16 1/2 X 21 1/2 X 1, 16 1/2X21 1/2X1) |  |  |  | 1 |  | 0 | 0 | November | 2026
DAHU-Q-1-RSN | 001 | 000000200034 | 2026-11-19 | 1501001275 | FILTER, 16.5 X 21.5 X 1, PLEATED MDL 40 STANDARD MERV 10 (16 1/2 X 21 1/2 X 1, 16 1/2X21 1/2X1) | 1501001275 - FILTER, 16.5 X 21.5 X 1, PLEATED MDL 40 STANDARD MERV 10 (16 1/2 X 21 1/2 X 1, 16 1/2X21 1/2X1) |  |  |  | 1 |  | 0 | 0 | November | 2026
DAHU-Q-1-RSN | 001 | 000000200035 | 2026-11-19 | 1501001275 | FILTER, 16.5 X 21.5 X 1, PLEATED MDL 40 STANDARD MERV 10 (16 1/2 X 21 1/2 X 1, 16 1/2X21 1/2X1) | 1501001275 - FILTER, 16.5 X 21.5 X 1, PLEATED MDL 40 STANDARD MERV 10 (16 1/2 X 21 1/2 X 1, 16 1/2X21 1/2X1) |  |  |  | 1 |  | 0 | 0 | November | 2026
DAHU-Q-1-RSN | 001 | 000008093103 | 2026-11-19 | 1501001143 | FILTER, 14 X 20 X 1, PLEATED MDL 40 HI-CAP MERV 10 (14X20X1) | 1501001143 - FILTER, 14 X 20 X 1, PLEATED MDL 40 HI-CAP MERV 10 (14X20X1) |  |  |  | 1 |  | 0 | 0 | November | 2026
DAHU-Q-1-RSN | 001 | 000000200037 | 2026-11-19 | 1501001133 | FILTER, 20 X 20 X 1, PLEATED MDL 40 STANDARD MERV 10 (20X20X1) | 1501001133 - FILTER, 20 X 20 X 1, PLEATED MDL 40 STANDARD MERV 10 (20X20X1) |  |  |  | 1 |  | 0 | 0 | November | 2026
DAHU-Q-1-RSN | 001 | 000000200038 | 2026-11-19 | 1501001275 | FILTER, 16.5 X 21.5 X 1, PLEATED MDL 40 STANDARD MERV 10 (16 1/2 X 21 1/2 X 1, 16 1/2X21 1/2X1) | 1501001275 - FILTER, 16.5 X 21.5 X 1, PLEATED MDL 40 STANDARD MERV 10 (16 1/2 X 21 1/2 X 1, 16 1/2X21 1/2X1) |  |  |  | 1 |  | 0 | 0 | November | 2026
DAHU-Q-1-RSN | 001 | 000000200039 | 2026-11-19 | 1501001275 | FILTER, 16.5 X 21.5 X 1, PLEATED MDL 40 STANDARD MERV 10 (16 1/2 X 21 1/2 X 1, 16 1/2X21 1/2X1) | 1501001275 - FILTER, 16.5 X 21.5 X 1, PLEATED MDL 40 STANDARD MERV 10 (16 1/2 X 21 1/2 X 1, 16 1/2X21 1/2X1) |  |  |  | 1 |  | 0 | 0 | November | 2026
DAHU-Q-1-RSN | 001 | 000000200040 | 2026-11-19 | 1501001275 | FILTER, 16.5 X 21.5 X 1, PLEATED MDL 40 STANDARD MERV 10 (16 1/2 X 21 1/2 X 1, 16 1/2X21 1/2X1) | 1501001275 - FILTER, 16.5 X 21.5 X 1, PLEATED MDL 40 STANDARD MERV 10 (16 1/2 X 21 1/2 X 1, 16 1/2X21 1/2X1) |  |  |  | 1 |  | 0 | 0 | November | 2026
DAHU-Q-1-RSN | 001 | 000000200041 | 2026-11-19 | 1501001275 | FILTER, 16.5 X 21.5 X 1, PLEATED MDL 40 STANDARD MERV 10 (16 1/2 X 21 1/2 X 1, 16 1/2X21 1/2X1) | 1501001275 - FILTER, 16.5 X 21.5 X 1, PLEATED MDL 40 STANDARD MERV 10 (16 1/2 X 21 1/2 X 1, 16 1/2X21 1/2X1) |  |  |  | 1 |  | 0 | 0 | November | 2026
DAHU-Q-1-RSN | 001 | 000008092881 | 2026-11-19 | 1501001275 | FILTER, 16.5 X 21.5 X 1, PLEATED MDL 40 STANDARD MERV 10 (16 1/2 X 21 1/2 X 1, 16 1/2X21 1/2X1) | 1501001275 - FILTER, 16.5 X 21.5 X 1, PLEATED MDL 40 STANDARD MERV 10 (16 1/2 X 21 1/2 X 1, 16 1/2X21 1/2X1) |  |  |  | 1 |  | 0 | 0 | November | 2026
DAHU-Q-1-RSN | 001 | 000000200043 | 2026-11-19 | 1501001111 | FILTER, 18 X 18 X 1, PLEATED MDL 40 HI-CAP MERV 10 (18X18X1) | 1501001111 - FILTER, 18 X 18 X 1, PLEATED MDL 40 HI-CAP MERV 10 (18X18X1) |  |  |  | 1 |  | 0 | 0 | November | 2026
DAHU-Q-1-RSN | 001 | 000000200044 | 2026-11-19 | 1501001275 | FILTER, 16.5 X 21.5 X 1, PLEATED MDL 40 STANDARD MERV 10 (16 1/2 X 21 1/2 X 1, 16 1/2X21 1/2X1) | 1501001275 - FILTER, 16.5 X 21.5 X 1, PLEATED MDL 40 STANDARD MERV 10 (16 1/2 X 21 1/2 X 1, 16 1/2X21 1/2X1) |  |  |  | 1 |  | 0 | 0 | November | 2026
DAHU-Q-1-RSN | 001 | 000000200045 | 2026-11-19 | 1501001275 | FILTER, 16.5 X 21.5 X 1, PLEATED MDL 40 STANDARD MERV 10 (16 1/2 X 21 1/2 X 1, 16 1/2X21 1/2X1) | 1501001275 - FILTER, 16.5 X 21.5 X 1, PLEATED MDL 40 STANDARD MERV 10 (16 1/2 X 21 1/2 X 1, 16 1/2X21 1/2X1) |  |  |  | 1 |  | 0 | 0 | November | 2026
DAHU-Q-1-RSN | 001 | 000000200046 | 2026-11-19 | 1501001275 | FILTER, 16.5 X 21.5 X 1, PLEATED MDL 40 STANDARD MERV 10 (16 1/2 X 21 1/2 X 1, 16 1/2X21 1/2X1) | 1501001275 - FILTER, 16.5 X 21.5 X 1, PLEATED MDL 40 STANDARD MERV 10 (16 1/2 X 21 1/2 X 1, 16 1/2X21 1/2X1) |  |  |  | 1 |  | 0 | 0 | November | 2026
DAHU-Q-1-RSN | 001 | 000000200047 | 2026-11-19 | 1501001275 | FILTER, 16.5 X 21.5 X 1, PLEATED MDL 40 STANDARD MERV 10 (16 1/2 X 21 1/2 X 1, 16 1/2X21 1/2X1) | 1501001275 - FILTER, 16.5 X 21.5 X 1, PLEATED MDL 40 STANDARD MERV 10 (16 1/2 X 21 1/2 X 1, 16 1/2X21 1/2X1) |  |  |  | 1 |  | 0 | 0 | November | 2026
DAHU-Q-1-RSN | 001 | 000000200048 | 2026-11-19 | 1501001275 | FILTER, 16.5 X 21.5 X 1, PLEATED MDL 40 STANDARD MERV 10 (16 1/2 X 21 1/2 X 1, 16 1/2X21 1/2X1) | 1501001275 - FILTER, 16.5 X 21.5 X 1, PLEATED MDL 40 STANDARD MERV 10 (16 1/2 X 21 1/2 X 1, 16 1/2X21 1/2X1) |  |  |  | 1 |  | 0 | 0 | November | 2026
DAHU-Q-1-RSN | 001 | 000000200049 | 2026-11-19 | 1501001275 | FILTER, 16.5 X 21.5 X 1, PLEATED MDL 40 STANDARD MERV 10 (16 1/2 X 21 1/2 X 1, 16 1/2X21 1/2X1) | 1501001275 - FILTER, 16.5 X 21.5 X 1, PLEATED MDL 40 STANDARD MERV 10 (16 1/2 X 21 1/2 X 1, 16 1/2X21 1/2X1) |  |  |  | 1 |  | 0 | 0 | November | 2026
DAHU-Q-1-RSN | 001 | 000000200050 | 2026-11-19 | 1501001275 | FILTER, 16.5 X 21.5 X 1, PLEATED MDL 40 STANDARD MERV 10 (16 1/2 X 21 1/2 X 1, 16 1/2X21 1/2X1) | 1501001275 - FILTER, 16.5 X 21.5 X 1, PLEATED MDL 40 STANDARD MERV 10 (16 1/2 X 21 1/2 X 1, 16 1/2X21 1/2X1) |  |  |  | 1 |  | 0 | 0 | November | 2026
DAHU-Q-1-RSN | 001 | 000000200051 | 2026-11-19 | 1501001275 | FILTER, 16.5 X 21.5 X 1, PLEATED MDL 40 STANDARD MERV 10 (16 1/2 X 21 1/2 X 1, 16 1/2X21 1/2X1) | 1501001275 - FILTER, 16.5 X 21.5 X 1, PLEATED MDL 40 STANDARD MERV 10 (16 1/2 X 21 1/2 X 1, 16 1/2X21 1/2X1) |  |  |  | 1 |  | 0 | 0 | November | 2026
DAHU-Q-1-RSN | 001 | 000008092355 | 2026-11-19 | 1501001143 | FILTER, 14 X 20 X 1, PLEATED MDL 40 HI-CAP MERV 10 (14X20X1) | 1501001143 - FILTER, 14 X 20 X 1, PLEATED MDL 40 HI-CAP MERV 10 (14X20X1) |  |  |  | 1 |  | 0 | 0 | November | 2026
DAHU-Q-1-RSN | 001 | 000000200053 | 2026-11-19 | 1501001133 | FILTER, 20 X 20 X 1, PLEATED MDL 40 STANDARD MERV 10 (20X20X1) | 1501001133 - FILTER, 20 X 20 X 1, PLEATED MDL 40 STANDARD MERV 10 (20X20X1) |  |  |  | 1 |  | 0 | 0 | November | 2026
DAHU-Q-1-RSN | 001 | 000000200054 | 2026-11-19 | 1501001275 | FILTER, 16.5 X 21.5 X 1, PLEATED MDL 40 STANDARD MERV 10 (16 1/2 X 21 1/2 X 1, 16 1/2X21 1/2X1) | 1501001275 - FILTER, 16.5 X 21.5 X 1, PLEATED MDL 40 STANDARD MERV 10 (16 1/2 X 21 1/2 X 1, 16 1/2X21 1/2X1) |  |  |  | 1 |  | 0 | 0 | November | 2026
DAHU-Q-1-RSN | 001 | 000000200055 | 2026-11-19 | 1501001275 | FILTER, 16.5 X 21.5 X 1, PLEATED MDL 40 STANDARD MERV 10 (16 1/2 X 21 1/2 X 1, 16 1/2X21 1/2X1) | 1501001275 - FILTER, 16.5 X 21.5 X 1, PLEATED MDL 40 STANDARD MERV 10 (16 1/2 X 21 1/2 X 1, 16 1/2X21 1/2X1) |  |  |  | 1 |  | 0 | 0 | November | 2026
DAHU-Q-1-RSN | 001 | 000000200056 | 2026-11-19 | 1501001275 | FILTER, 16.5 X 21.5 X 1, PLEATED MDL 40 STANDARD MERV 10 (16 1/2 X 21 1/2 X 1, 16 1/2X21 1/2X1) | 1501001275 - FILTER, 16.5 X 21.5 X 1, PLEATED MDL 40 STANDARD MERV 10 (16 1/2 X 21 1/2 X 1, 16 1/2X21 1/2X1) |  |  |  | 1 |  | 0 | 0 | November | 2026
DAHU-Q-1-RSN | 001 | 000000200057 | 2026-11-19 | 1501001275 | FILTER, 16.5 X 21.5 X 1, PLEATED MDL 40 STANDARD MERV 10 (16 1/2 X 21 1/2 X 1, 16 1/2X21 1/2X1) | 1501001275 - FILTER, 16.5 X 21.5 X 1, PLEATED MDL 40 STANDARD MERV 10 (16 1/2 X 21 1/2 X 1, 16 1/2X21 1/2X1) |  |  |  | 1 |  | 0 | 0 | November | 2026
DAHU-Q-1-RSN | 001 | 000000200058 | 2026-11-19 | 1501001111 | FILTER, 18 X 18 X 1, PLEATED MDL 40 HI-CAP MERV 10 (18X18X1) | 1501001111 - FILTER, 18 X 18 X 1, PLEATED MDL 40 HI-CAP MERV 10 (18X18X1) |  |  |  | 1 |  | 0 | 0 | November | 2026
DAHU-Q-1-RSN | 001 | 000000200059 | 2026-11-19 | 1501001111 | FILTER, 18 X 18 X 1, PLEATED MDL 40 HI-CAP MERV 10 (18X18X1) | 1501001111 - FILTER, 18 X 18 X 1, PLEATED MDL 40 HI-CAP MERV 10 (18X18X1) |  |  |  | 1 |  | 0 | 0 | November | 2026
DAHU-Q-1-RSN | 001 | 000000200060 | 2026-11-19 | 1501001275 | FILTER, 16.5 X 21.5 X 1, PLEATED MDL 40 STANDARD MERV 10 (16 1/2 X 21 1/2 X 1, 16 1/2X21 1/2X1) | 1501001275 - FILTER, 16.5 X 21.5 X 1, PLEATED MDL 40 STANDARD MERV 10 (16 1/2 X 21 1/2 X 1, 16 1/2X21 1/2X1) |  |  |  | 1 |  | 0 | 0 | November | 2026
DAHU-Q-1-RSN | 001 | 000000200061 | 2026-11-19 | 1501001275 | FILTER, 16.5 X 21.5 X 1, PLEATED MDL 40 STANDARD MERV 10 (16 1/2 X 21 1/2 X 1, 16 1/2X21 1/2X1) | 1501001275 - FILTER, 16.5 X 21.5 X 1, PLEATED MDL 40 STANDARD MERV 10 (16 1/2 X 21 1/2 X 1, 16 1/2X21 1/2X1) |  |  |  | 1 |  | 0 | 0 | November | 2026
DAHU-Q-1-RSN | 001 | 000008093101 | 2026-11-19 | 1501001275 | FILTER, 16.5 X 21.5 X 1, PLEATED MDL 40 STANDARD MERV 10 (16 1/2 X 21 1/2 X 1, 16 1/2X21 1/2X1) | 1501001275 - FILTER, 16.5 X 21.5 X 1, PLEATED MDL 40 STANDARD MERV 10 (16 1/2 X 21 1/2 X 1, 16 1/2X21 1/2X1) |  |  |  | 1 |  | 0 | 0 | November | 2026
DAHU-Q-1-RSN | 001 | 000000200062 | 2026-11-19 | 1501001275 | FILTER, 16.5 X 21.5 X 1, PLEATED MDL 40 STANDARD MERV 10 (16 1/2 X 21 1/2 X 1, 16 1/2X21 1/2X1) | 1501001275 - FILTER, 16.5 X 21.5 X 1, PLEATED MDL 40 STANDARD MERV 10 (16 1/2 X 21 1/2 X 1, 16 1/2X21 1/2X1) |  |  |  | 1 |  | 0 | 0 | November | 2026
DAHU-Q-1-RSN | 001 | 000000200063 | 2026-11-19 | 1501001275 | FILTER, 16.5 X 21.5 X 1, PLEATED MDL 40 STANDARD MERV 10 (16 1/2 X 21 1/2 X 1, 16 1/2X21 1/2X1) | 1501001275 - FILTER, 16.5 X 21.5 X 1, PLEATED MDL 40 STANDARD MERV 10 (16 1/2 X 21 1/2 X 1, 16 1/2X21 1/2X1) |  |  |  | 1 |  | 0 | 0 | November | 2026
DAHU-Q-1-RSN | 001 | 000008091055 | 2026-11-19 | 1501001141 | FILTER, 16 X 25 X 1, PLEATED MDL 40 HI-CAP MERV 10 (16X25X1) | 1501001141 - FILTER, 16 X 25 X 1, PLEATED MDL 40 HI-CAP MERV 10 (16X25X1) |  |  |  | 1 |  | 0 | 0 | November | 2026
DAHU-Q-1-RSN | 001 | 000006094000 | 2026-11-19 | 1501001141 | FILTER, 16 X 25 X 1, PLEATED MDL 40 HI-CAP MERV 10 (16X25X1) | 1501001141 - FILTER, 16 X 25 X 1, PLEATED MDL 40 HI-CAP MERV 10 (16X25X1) |  |  |  | 1 |  | 0 | 0 | November | 2026
DAHU-Q-1-RSN | 001 | 000006094001 | 2026-11-19 | 1501001133 | FILTER, 20 X 20 X 1, PLEATED MDL 40 STANDARD MERV 10 (20X20X1) | 1501001133 - FILTER, 20 X 20 X 1, PLEATED MDL 40 STANDARD MERV 10 (20X20X1) |  |  |  | 1 |  | 0 | 0 | November | 2026
DAHU-Q-1-RSN | 001 | 000000199000 | 2026-12-10 | 1501001275 | FILTER, 16.5 X 21.5 X 1, PLEATED MDL 40 STANDARD MERV 10 (16 1/2 X 21 1/2 X 1, 16 1/2X21 1/2X1) | 1501001275 - FILTER, 16.5 X 21.5 X 1, PLEATED MDL 40 STANDARD MERV 10 (16 1/2 X 21 1/2 X 1, 16 1/2X21 1/2X1) |  |  |  | 1 |  | 0 | 0 | December | 2026
DAHU-Q-1-RSN | 001 | 000000199001 | 2026-12-10 | 1501001275 | FILTER, 16.5 X 21.5 X 1, PLEATED MDL 40 STANDARD MERV 10 (16 1/2 X 21 1/2 X 1, 16 1/2X21 1/2X1) | 1501001275 - FILTER, 16.5 X 21.5 X 1, PLEATED MDL 40 STANDARD MERV 10 (16 1/2 X 21 1/2 X 1, 16 1/2X21 1/2X1) |  |  |  | 1 |  | 0 | 0 | December | 2026
DAHU-Q-1-RSN | 001 | 000000199002 | 2026-12-10 | 1501001275 | FILTER, 16.5 X 21.5 X 1, PLEATED MDL 40 STANDARD MERV 10 (16 1/2 X 21 1/2 X 1, 16 1/2X21 1/2X1) | 1501001275 - FILTER, 16.5 X 21.5 X 1, PLEATED MDL 40 STANDARD MERV 10 (16 1/2 X 21 1/2 X 1, 16 1/2X21 1/2X1) |  |  |  | 1 |  | 0 | 0 | December | 2026
DAHU-Q-1-RSN | 001 | 000000199003 | 2026-12-10 | 1501001275 | FILTER, 16.5 X 21.5 X 1, PLEATED MDL 40 STANDARD MERV 10 (16 1/2 X 21 1/2 X 1, 16 1/2X21 1/2X1) | 1501001275 - FILTER, 16.5 X 21.5 X 1, PLEATED MDL 40 STANDARD MERV 10 (16 1/2 X 21 1/2 X 1, 16 1/2X21 1/2X1) |  |  |  | 1 |  | 0 | 0 | December | 2026
DAHU-Q-1-RSN | 001 | 000008092347 | 2026-12-10 | 1501001143 | FILTER, 14 X 20 X 1, PLEATED MDL 40 HI-CAP MERV 10 (14X20X1) | 1501001143 - FILTER, 14 X 20 X 1, PLEATED MDL 40 HI-CAP MERV 10 (14X20X1) |  |  |  | 1 |  | 0 | 0 | December | 2026
DAHU-Q-1-RSN | 001 | 000000199005 | 2026-12-10 | 1501001133 | FILTER, 20 X 20 X 1, PLEATED MDL 40 STANDARD MERV 10 (20X20X1) | 1501001133 - FILTER, 20 X 20 X 1, PLEATED MDL 40 STANDARD MERV 10 (20X20X1) |  |  |  | 1 |  | 0 | 0 | December | 2026
DAHU-Q-1-RSN | 001 | 000000199006 | 2026-12-10 | 1501001275 | FILTER, 16.5 X 21.5 X 1, PLEATED MDL 40 STANDARD MERV 10 (16 1/2 X 21 1/2 X 1, 16 1/2X21 1/2X1) | 1501001275 - FILTER, 16.5 X 21.5 X 1, PLEATED MDL 40 STANDARD MERV 10 (16 1/2 X 21 1/2 X 1, 16 1/2X21 1/2X1) |  |  |  | 1 |  | 0 | 0 | December | 2026
DAHU-Q-1-RSN | 001 | 000000199007 | 2026-12-10 | 1501001275 | FILTER, 16.5 X 21.5 X 1, PLEATED MDL 40 STANDARD MERV 10 (16 1/2 X 21 1/2 X 1, 16 1/2X21 1/2X1) | 1501001275 - FILTER, 16.5 X 21.5 X 1, PLEATED MDL 40 STANDARD MERV 10 (16 1/2 X 21 1/2 X 1, 16 1/2X21 1/2X1) |  |  |  | 1 |  | 0 | 0 | December | 2026
DAHU-Q-1-RSN | 001 | 000000199008 | 2026-12-10 | 1501001275 | FILTER, 16.5 X 21.5 X 1, PLEATED MDL 40 STANDARD MERV 10 (16 1/2 X 21 1/2 X 1, 16 1/2X21 1/2X1) | 1501001275 - FILTER, 16.5 X 21.5 X 1, PLEATED MDL 40 STANDARD MERV 10 (16 1/2 X 21 1/2 X 1, 16 1/2X21 1/2X1) |  |  |  | 1 |  | 0 | 0 | December | 2026
DAHU-Q-1-RSN | 001 | 000000199009 | 2026-12-10 | 1501001275 | FILTER, 16.5 X 21.5 X 1, PLEATED MDL 40 STANDARD MERV 10 (16 1/2 X 21 1/2 X 1, 16 1/2X21 1/2X1) | 1501001275 - FILTER, 16.5 X 21.5 X 1, PLEATED MDL 40 STANDARD MERV 10 (16 1/2 X 21 1/2 X 1, 16 1/2X21 1/2X1) |  |  |  | 1 |  | 0 | 0 | December | 2026
DAHU-Q-1-RSN | 001 | 000000199010 | 2026-12-10 | 1501001111 | FILTER, 18 X 18 X 1, PLEATED MDL 40 HI-CAP MERV 10 (18X18X1) | 1501001111 - FILTER, 18 X 18 X 1, PLEATED MDL 40 HI-CAP MERV 10 (18X18X1) |  |  |  | 1 |  | 0 | 0 | December | 2026
DAHU-Q-1-RSN | 001 | 000000199011 | 2026-12-10 | 1501001111 | FILTER, 18 X 18 X 1, PLEATED MDL 40 HI-CAP MERV 10 (18X18X1) | 1501001111 - FILTER, 18 X 18 X 1, PLEATED MDL 40 HI-CAP MERV 10 (18X18X1) |  |  |  | 1 |  | 0 | 0 | December | 2026
DAHU-Q-1-RSN | 001 | 000000199012 | 2026-12-10 | 1501001275 | FILTER, 16.5 X 21.5 X 1, PLEATED MDL 40 STANDARD MERV 10 (16 1/2 X 21 1/2 X 1, 16 1/2X21 1/2X1) | 1501001275 - FILTER, 16.5 X 21.5 X 1, PLEATED MDL 40 STANDARD MERV 10 (16 1/2 X 21 1/2 X 1, 16 1/2X21 1/2X1) |  |  |  | 1 |  | 0 | 0 | December | 2026
DAHU-Q-1-RSN | 001 | 000000199013 | 2026-12-10 | 1501001275 | FILTER, 16.5 X 21.5 X 1, PLEATED MDL 40 STANDARD MERV 10 (16 1/2 X 21 1/2 X 1, 16 1/2X21 1/2X1) | 1501001275 - FILTER, 16.5 X 21.5 X 1, PLEATED MDL 40 STANDARD MERV 10 (16 1/2 X 21 1/2 X 1, 16 1/2X21 1/2X1) |  |  |  | 1 |  | 0 | 0 | December | 2026
DAHU-Q-1-RSN | 001 | 000000199014 | 2026-12-10 | 1501001275 | FILTER, 16.5 X 21.5 X 1, PLEATED MDL 40 STANDARD MERV 10 (16 1/2 X 21 1/2 X 1, 16 1/2X21 1/2X1) | 1501001275 - FILTER, 16.5 X 21.5 X 1, PLEATED MDL 40 STANDARD MERV 10 (16 1/2 X 21 1/2 X 1, 16 1/2X21 1/2X1) |  |  |  | 1 |  | 0 | 0 | December | 2026
DAHU-Q-1-RSN | 001 | 000000199015 | 2026-12-10 | 1501001275 | FILTER, 16.5 X 21.5 X 1, PLEATED MDL 40 STANDARD MERV 10 (16 1/2 X 21 1/2 X 1, 16 1/2X21 1/2X1) | 1501001275 - FILTER, 16.5 X 21.5 X 1, PLEATED MDL 40 STANDARD MERV 10 (16 1/2 X 21 1/2 X 1, 16 1/2X21 1/2X1) |  |  |  | 1 |  | 0 | 0 | December | 2026
DAHU-Q-1-RSN | 001 | 000000199016 | 2026-12-10 | 1501001275 | FILTER, 16.5 X 21.5 X 1, PLEATED MDL 40 STANDARD MERV 10 (16 1/2 X 21 1/2 X 1, 16 1/2X21 1/2X1) | 1501001275 - FILTER, 16.5 X 21.5 X 1, PLEATED MDL 40 STANDARD MERV 10 (16 1/2 X 21 1/2 X 1, 16 1/2X21 1/2X1) |  |  |  | 1 |  | 0 | 0 | December | 2026
DAHU-Q-1-RSN | 001 | 000000199017 | 2026-12-10 | 1501001275 | FILTER, 16.5 X 21.5 X 1, PLEATED MDL 40 STANDARD MERV 10 (16 1/2 X 21 1/2 X 1, 16 1/2X21 1/2X1) | 1501001275 - FILTER, 16.5 X 21.5 X 1, PLEATED MDL 40 STANDARD MERV 10 (16 1/2 X 21 1/2 X 1, 16 1/2X21 1/2X1) |  |  |  | 1 |  | 0 | 0 | December | 2026
DAHU-Q-1-RSN | 001 | 000000199018 | 2026-12-10 | 1501001275 | FILTER, 16.5 X 21.5 X 1, PLEATED MDL 40 STANDARD MERV 10 (16 1/2 X 21 1/2 X 1, 16 1/2X21 1/2X1) | 1501001275 - FILTER, 16.5 X 21.5 X 1, PLEATED MDL 40 STANDARD MERV 10 (16 1/2 X 21 1/2 X 1, 16 1/2X21 1/2X1) |  |  |  | 1 |  | 0 | 0 | December | 2026
DAHU-Q-1-RSN | 001 | 000000199019 | 2026-12-10 | 1501001275 | FILTER, 16.5 X 21.5 X 1, PLEATED MDL 40 STANDARD MERV 10 (16 1/2 X 21 1/2 X 1, 16 1/2X21 1/2X1) | 1501001275 - FILTER, 16.5 X 21.5 X 1, PLEATED MDL 40 STANDARD MERV 10 (16 1/2 X 21 1/2 X 1, 16 1/2X21 1/2X1) |  |  |  | 1 |  | 0 | 0 | December | 2026
DAHU-Q-1-RSN | 001 | 000000199020 | 2026-12-10 | 1501001275 | FILTER, 16.5 X 21.5 X 1, PLEATED MDL 40 STANDARD MERV 10 (16 1/2 X 21 1/2 X 1, 16 1/2X21 1/2X1) | 1501001275 - FILTER, 16.5 X 21.5 X 1, PLEATED MDL 40 STANDARD MERV 10 (16 1/2 X 21 1/2 X 1, 16 1/2X21 1/2X1) |  |  |  | 1 |  | 0 | 0 | December | 2026
DAHU-Q-1-RSN | 001 | 000008092349 | 2026-12-10 | 1501001143 | FILTER, 14 X 20 X 1, PLEATED MDL 40 HI-CAP MERV 10 (14X20X1) | 1501001143 - FILTER, 14 X 20 X 1, PLEATED MDL 40 HI-CAP MERV 10 (14X20X1) |  |  |  | 1 |  | 0 | 0 | December | 2026
DAHU-Q-1-RSN | 001 | 000000199022 | 2026-12-10 | 1501001133 | FILTER, 20 X 20 X 1, PLEATED MDL 40 STANDARD MERV 10 (20X20X1) | 1501001133 - FILTER, 20 X 20 X 1, PLEATED MDL 40 STANDARD MERV 10 (20X20X1) |  |  |  | 1 |  | 0 | 0 | December | 2026
DAHU-Q-1-RSN | 001 | 000000199023 | 2026-12-10 | 1501001275 | FILTER, 16.5 X 21.5 X 1, PLEATED MDL 40 STANDARD MERV 10 (16 1/2 X 21 1/2 X 1, 16 1/2X21 1/2X1) | 1501001275 - FILTER, 16.5 X 21.5 X 1, PLEATED MDL 40 STANDARD MERV 10 (16 1/2 X 21 1/2 X 1, 16 1/2X21 1/2X1) |  |  |  | 1 |  | 0 | 0 | December | 2026
DAHU-Q-1-RSN | 001 | 000000199024 | 2026-12-10 | 1501001275 | FILTER, 16.5 X 21.5 X 1, PLEATED MDL 40 STANDARD MERV 10 (16 1/2 X 21 1/2 X 1, 16 1/2X21 1/2X1) | 1501001275 - FILTER, 16.5 X 21.5 X 1, PLEATED MDL 40 STANDARD MERV 10 (16 1/2 X 21 1/2 X 1, 16 1/2X21 1/2X1) |  |  |  | 1 |  | 0 | 0 | December | 2026
DAHU-Q-1-RSN | 001 | 000000199025 | 2026-12-10 | 1501001275 | FILTER, 16.5 X 21.5 X 1, PLEATED MDL 40 STANDARD MERV 10 (16 1/2 X 21 1/2 X 1, 16 1/2X21 1/2X1) | 1501001275 - FILTER, 16.5 X 21.5 X 1, PLEATED MDL 40 STANDARD MERV 10 (16 1/2 X 21 1/2 X 1, 16 1/2X21 1/2X1) |  |  |  | 1 |  | 0 | 0 | December | 2026
DAHU-Q-1-RSN | 001 | 000000199026 | 2026-12-10 | 1501001275 | FILTER, 16.5 X 21.5 X 1, PLEATED MDL 40 STANDARD MERV 10 (16 1/2 X 21 1/2 X 1, 16 1/2X21 1/2X1) | 1501001275 - FILTER, 16.5 X 21.5 X 1, PLEATED MDL 40 STANDARD MERV 10 (16 1/2 X 21 1/2 X 1, 16 1/2X21 1/2X1) |  |  |  | 1 |  | 0 | 0 | December | 2026
DAHU-Q-1-RSN | 001 | 000000199028 | 2026-12-10 | 1501001111 | FILTER, 18 X 18 X 1, PLEATED MDL 40 HI-CAP MERV 10 (18X18X1) | 1501001111 - FILTER, 18 X 18 X 1, PLEATED MDL 40 HI-CAP MERV 10 (18X18X1) |  |  |  | 1 |  | 0 | 0 | December | 2026
DAHU-Q-1-RSN | 001 | 000000199029 | 2026-12-10 | 1501001275 | FILTER, 16.5 X 21.5 X 1, PLEATED MDL 40 STANDARD MERV 10 (16 1/2 X 21 1/2 X 1, 16 1/2X21 1/2X1) | 1501001275 - FILTER, 16.5 X 21.5 X 1, PLEATED MDL 40 STANDARD MERV 10 (16 1/2 X 21 1/2 X 1, 16 1/2X21 1/2X1) |  |  |  | 1 |  | 0 | 0 | December | 2026
DAHU-Q-1-RSN | 001 | 000000199030 | 2026-12-10 | 1501001275 | FILTER, 16.5 X 21.5 X 1, PLEATED MDL 40 STANDARD MERV 10 (16 1/2 X 21 1/2 X 1, 16 1/2X21 1/2X1) | 1501001275 - FILTER, 16.5 X 21.5 X 1, PLEATED MDL 40 STANDARD MERV 10 (16 1/2 X 21 1/2 X 1, 16 1/2X21 1/2X1) |  |  |  | 1 |  | 0 | 0 | December | 2026
DAHU-Q-1-RSN | 001 | 000006094128 | 2026-12-10 | 1501001139 | FILTER, 16 X 20 X 1, PLEATED MDL 40 HI-CAP MERV 10 (16X20X1) (ACTUAL SIZE: 15-1/2"X19-1/2"X3/4") | 1501001139 - FILTER, 16 X 20 X 1, PLEATED MDL 40 HI-CAP MERV 10 (16X20X1) (ACTUAL SIZE: 15-1/2"X19-1/2"X3/4") |  |  |  | 1 |  | 0 | 0 | December | 2026
DAHU-Q-1-RSN | 001 | 000008093126 | 2026-12-17 | 1501001139 | FILTER, 16 X 20 X 1, PLEATED MDL 40 HI-CAP MERV 10 (16X20X1) (ACTUAL SIZE: 15-1/2"X19-1/2"X3/4") | 1501001139 - FILTER, 16 X 20 X 1, PLEATED MDL 40 HI-CAP MERV 10 (16X20X1) (ACTUAL SIZE: 15-1/2"X19-1/2"X3/4") |  |  |  | 1 |  | 0 | 0 | December | 2026
DAHU-Q-1-RSN | 001 | 000000199031 | 2026-12-17 | 1501001275 | FILTER, 16.5 X 21.5 X 1, PLEATED MDL 40 STANDARD MERV 10 (16 1/2 X 21 1/2 X 1, 16 1/2X21 1/2X1) | 1501001275 - FILTER, 16.5 X 21.5 X 1, PLEATED MDL 40 STANDARD MERV 10 (16 1/2 X 21 1/2 X 1, 16 1/2X21 1/2X1) |  |  |  | 1 |  | 0 | 0 | December | 2026
DAHU-Q-1-RSN | 001 | 000000199032 | 2026-12-17 | 1501001275 | FILTER, 16.5 X 21.5 X 1, PLEATED MDL 40 STANDARD MERV 10 (16 1/2 X 21 1/2 X 1, 16 1/2X21 1/2X1) | 1501001275 - FILTER, 16.5 X 21.5 X 1, PLEATED MDL 40 STANDARD MERV 10 (16 1/2 X 21 1/2 X 1, 16 1/2X21 1/2X1) |  |  |  | 1 |  | 0 | 0 | December | 2026
DAHU-Q-1-RSN | 001 | 000000199033 | 2026-12-17 | 1501001275 | FILTER, 16.5 X 21.5 X 1, PLEATED MDL 40 STANDARD MERV 10 (16 1/2 X 21 1/2 X 1, 16 1/2X21 1/2X1) | 1501001275 - FILTER, 16.5 X 21.5 X 1, PLEATED MDL 40 STANDARD MERV 10 (16 1/2 X 21 1/2 X 1, 16 1/2X21 1/2X1) |  |  |  | 1 |  | 0 | 0 | December | 2026
DAHU-Q-1-RSN | 001 | 000000199034 | 2026-12-17 | 1501001275 | FILTER, 16.5 X 21.5 X 1, PLEATED MDL 40 STANDARD MERV 10 (16 1/2 X 21 1/2 X 1, 16 1/2X21 1/2X1) | 1501001275 - FILTER, 16.5 X 21.5 X 1, PLEATED MDL 40 STANDARD MERV 10 (16 1/2 X 21 1/2 X 1, 16 1/2X21 1/2X1) |  |  |  | 1 |  | 0 | 0 | December | 2026
DAHU-Q-1-RSN | 001 | 000000199035 | 2026-12-17 | 1501001275 | FILTER, 16.5 X 21.5 X 1, PLEATED MDL 40 STANDARD MERV 10 (16 1/2 X 21 1/2 X 1, 16 1/2X21 1/2X1) | 1501001275 - FILTER, 16.5 X 21.5 X 1, PLEATED MDL 40 STANDARD MERV 10 (16 1/2 X 21 1/2 X 1, 16 1/2X21 1/2X1) |  |  |  | 1 |  | 0 | 0 | December | 2026
DAHU-Q-1-RSN | 001 | 000000199036 | 2026-12-17 | 1501001275 | FILTER, 16.5 X 21.5 X 1, PLEATED MDL 40 STANDARD MERV 10 (16 1/2 X 21 1/2 X 1, 16 1/2X21 1/2X1) | 1501001275 - FILTER, 16.5 X 21.5 X 1, PLEATED MDL 40 STANDARD MERV 10 (16 1/2 X 21 1/2 X 1, 16 1/2X21 1/2X1) |  |  |  | 1 |  | 0 | 0 | December | 2026
DAHU-Q-1-RSN | 001 | 000008092351 | 2026-12-17 | 1501001111 | FILTER, 18 X 18 X 1, PLEATED MDL 40 HI-CAP MERV 10 (18X18X1) | 1501001111 - FILTER, 18 X 18 X 1, PLEATED MDL 40 HI-CAP MERV 10 (18X18X1) |  |  |  | 1 |  | 0 | 0 | December | 2026
DAHU-Q-1-RSN | 001 | 000000199038 | 2026-12-17 | 1501001133 | FILTER, 20 X 20 X 1, PLEATED MDL 40 STANDARD MERV 10 (20X20X1) | 1501001133 - FILTER, 20 X 20 X 1, PLEATED MDL 40 STANDARD MERV 10 (20X20X1) |  |  |  | 1 |  | 0 | 0 | December | 2026
DAHU-Q-1-RSN | 001 | 000000199039 | 2026-12-17 | 1501001275 | FILTER, 16.5 X 21.5 X 1, PLEATED MDL 40 STANDARD MERV 10 (16 1/2 X 21 1/2 X 1, 16 1/2X21 1/2X1) | 1501001275 - FILTER, 16.5 X 21.5 X 1, PLEATED MDL 40 STANDARD MERV 10 (16 1/2 X 21 1/2 X 1, 16 1/2X21 1/2X1) |  |  |  | 1 |  | 0 | 0 | December | 2026
DAHU-Q-1-RSN | 001 | 000000199040 | 2026-12-17 | 1501001275 | FILTER, 16.5 X 21.5 X 1, PLEATED MDL 40 STANDARD MERV 10 (16 1/2 X 21 1/2 X 1, 16 1/2X21 1/2X1) | 1501001275 - FILTER, 16.5 X 21.5 X 1, PLEATED MDL 40 STANDARD MERV 10 (16 1/2 X 21 1/2 X 1, 16 1/2X21 1/2X1) |  |  |  | 1 |  | 0 | 0 | December | 2026
DAHU-Q-1-RSN | 001 | 000000199041 | 2026-12-17 | 1501001275 | FILTER, 16.5 X 21.5 X 1, PLEATED MDL 40 STANDARD MERV 10 (16 1/2 X 21 1/2 X 1, 16 1/2X21 1/2X1) | 1501001275 - FILTER, 16.5 X 21.5 X 1, PLEATED MDL 40 STANDARD MERV 10 (16 1/2 X 21 1/2 X 1, 16 1/2X21 1/2X1) |  |  |  | 1 |  | 0 | 0 | December | 2026
DAHU-Q-1-RSN | 001 | 000000199042 | 2026-12-17 | 1501001275 | FILTER, 16.5 X 21.5 X 1, PLEATED MDL 40 STANDARD MERV 10 (16 1/2 X 21 1/2 X 1, 16 1/2X21 1/2X1) | 1501001275 - FILTER, 16.5 X 21.5 X 1, PLEATED MDL 40 STANDARD MERV 10 (16 1/2 X 21 1/2 X 1, 16 1/2X21 1/2X1) |  |  |  | 1 |  | 0 | 0 | December | 2026
DAHU-Q-1-RSN | 001 | 000000199044 | 2026-12-17 | 1501001111 | FILTER, 18 X 18 X 1, PLEATED MDL 40 HI-CAP MERV 10 (18X18X1) | 1501001111 - FILTER, 18 X 18 X 1, PLEATED MDL 40 HI-CAP MERV 10 (18X18X1) |  |  |  | 1 |  | 0 | 0 | December | 2026
DAHU-Q-1-RSN | 001 | 000000199045 | 2026-12-17 | 1501001275 | FILTER, 16.5 X 21.5 X 1, PLEATED MDL 40 STANDARD MERV 10 (16 1/2 X 21 1/2 X 1, 16 1/2X21 1/2X1) | 1501001275 - FILTER, 16.5 X 21.5 X 1, PLEATED MDL 40 STANDARD MERV 10 (16 1/2 X 21 1/2 X 1, 16 1/2X21 1/2X1) |  |  |  | 1 |  | 0 | 0 | December | 2026
DAHU-Q-1-RSN | 001 | 000000199046 | 2026-12-17 | 1501001275 | FILTER, 16.5 X 21.5 X 1, PLEATED MDL 40 STANDARD MERV 10 (16 1/2 X 21 1/2 X 1, 16 1/2X21 1/2X1) | 1501001275 - FILTER, 16.5 X 21.5 X 1, PLEATED MDL 40 STANDARD MERV 10 (16 1/2 X 21 1/2 X 1, 16 1/2X21 1/2X1) |  |  |  | 1 |  | 0 | 0 | December | 2026
DAHU-Q-1-RSN | 001 | 000000199047 | 2026-12-17 | 1501001275 | FILTER, 16.5 X 21.5 X 1, PLEATED MDL 40 STANDARD MERV 10 (16 1/2 X 21 1/2 X 1, 16 1/2X21 1/2X1) | 1501001275 - FILTER, 16.5 X 21.5 X 1, PLEATED MDL 40 STANDARD MERV 10 (16 1/2 X 21 1/2 X 1, 16 1/2X21 1/2X1) |  |  |  | 1 |  | 0 | 0 | December | 2026
DAHU-Q-1-RSN | 001 | 000000199048 | 2026-12-17 | 1501001275 | FILTER, 16.5 X 21.5 X 1, PLEATED MDL 40 STANDARD MERV 10 (16 1/2 X 21 1/2 X 1, 16 1/2X21 1/2X1) | 1501001275 - FILTER, 16.5 X 21.5 X 1, PLEATED MDL 40 STANDARD MERV 10 (16 1/2 X 21 1/2 X 1, 16 1/2X21 1/2X1) |  |  |  | 1 |  | 0 | 0 | December | 2026
DAHU-Q-1-RSN | 001 | 000000199049 | 2026-12-17 | 1501001275 | FILTER, 16.5 X 21.5 X 1, PLEATED MDL 40 STANDARD MERV 10 (16 1/2 X 21 1/2 X 1, 16 1/2X21 1/2X1) | 1501001275 - FILTER, 16.5 X 21.5 X 1, PLEATED MDL 40 STANDARD MERV 10 (16 1/2 X 21 1/2 X 1, 16 1/2X21 1/2X1) |  |  |  | 1 |  | 0 | 0 | December | 2026
DAHU-Q-1-RSN | 001 | 000000199050 | 2026-12-17 | 1501001275 | FILTER, 16.5 X 21.5 X 1, PLEATED MDL 40 STANDARD MERV 10 (16 1/2 X 21 1/2 X 1, 16 1/2X21 1/2X1) | 1501001275 - FILTER, 16.5 X 21.5 X 1, PLEATED MDL 40 STANDARD MERV 10 (16 1/2 X 21 1/2 X 1, 16 1/2X21 1/2X1) |  |  |  | 1 |  | 0 | 0 | December | 2026
DAHU-Q-1-RSN | 001 | 000000199051 | 2026-12-17 | 1501001275 | FILTER, 16.5 X 21.5 X 1, PLEATED MDL 40 STANDARD MERV 10 (16 1/2 X 21 1/2 X 1, 16 1/2X21 1/2X1) | 1501001275 - FILTER, 16.5 X 21.5 X 1, PLEATED MDL 40 STANDARD MERV 10 (16 1/2 X 21 1/2 X 1, 16 1/2X21 1/2X1) |  |  |  | 1 |  | 0 | 0 | December | 2026
DAHU-Q-1-RSN | 001 | 000000199052 | 2026-12-17 | 1501001275 | FILTER, 16.5 X 21.5 X 1, PLEATED MDL 40 STANDARD MERV 10 (16 1/2 X 21 1/2 X 1, 16 1/2X21 1/2X1) | 1501001275 - FILTER, 16.5 X 21.5 X 1, PLEATED MDL 40 STANDARD MERV 10 (16 1/2 X 21 1/2 X 1, 16 1/2X21 1/2X1) |  |  |  | 1 |  | 0 | 0 | December | 2026
DAHU-Q-1-RSN | 001 | 000008092353 | 2026-12-17 | 1501001143 | FILTER, 14 X 20 X 1, PLEATED MDL 40 HI-CAP MERV 10 (14X20X1) | 1501001143 - FILTER, 14 X 20 X 1, PLEATED MDL 40 HI-CAP MERV 10 (14X20X1) |  |  |  | 1 |  | 0 | 0 | December | 2026
DAHU-Q-1-RSN | 001 | 000000199054 | 2026-12-17 | 1501001133 | FILTER, 20 X 20 X 1, PLEATED MDL 40 STANDARD MERV 10 (20X20X1) | 1501001133 - FILTER, 20 X 20 X 1, PLEATED MDL 40 STANDARD MERV 10 (20X20X1) |  |  |  | 1 |  | 0 | 0 | December | 2026
DAHU-Q-1-RSN | 001 | 000000199055 | 2026-12-17 | 1501001275 | FILTER, 16.5 X 21.5 X 1, PLEATED MDL 40 STANDARD MERV 10 (16 1/2 X 21 1/2 X 1, 16 1/2X21 1/2X1) | 1501001275 - FILTER, 16.5 X 21.5 X 1, PLEATED MDL 40 STANDARD MERV 10 (16 1/2 X 21 1/2 X 1, 16 1/2X21 1/2X1) |  |  |  | 1 |  | 0 | 0 | December | 2026
DAHU-Q-1-RSN | 001 | 000000199056 | 2026-12-17 | 1501001275 | FILTER, 16.5 X 21.5 X 1, PLEATED MDL 40 STANDARD MERV 10 (16 1/2 X 21 1/2 X 1, 16 1/2X21 1/2X1) | 1501001275 - FILTER, 16.5 X 21.5 X 1, PLEATED MDL 40 STANDARD MERV 10 (16 1/2 X 21 1/2 X 1, 16 1/2X21 1/2X1) |  |  |  | 1 |  | 0 | 0 | December | 2026
DAHU-Q-1-RSN | 001 | 000000199057 | 2026-12-17 | 1501001275 | FILTER, 16.5 X 21.5 X 1, PLEATED MDL 40 STANDARD MERV 10 (16 1/2 X 21 1/2 X 1, 16 1/2X21 1/2X1) | 1501001275 - FILTER, 16.5 X 21.5 X 1, PLEATED MDL 40 STANDARD MERV 10 (16 1/2 X 21 1/2 X 1, 16 1/2X21 1/2X1) |  |  |  | 1 |  | 0 | 0 | December | 2026
DAHU-Q-1-RSN | 001 | 000000199058 | 2026-12-17 | 1501001275 | FILTER, 16.5 X 21.5 X 1, PLEATED MDL 40 STANDARD MERV 10 (16 1/2 X 21 1/2 X 1, 16 1/2X21 1/2X1) | 1501001275 - FILTER, 16.5 X 21.5 X 1, PLEATED MDL 40 STANDARD MERV 10 (16 1/2 X 21 1/2 X 1, 16 1/2X21 1/2X1) |  |  |  | 1 |  | 0 | 0 | December | 2026
DAHU-Q-1-RSN | 001 | 000000199059 | 2026-12-17 | 1501001111 | FILTER, 18 X 18 X 1, PLEATED MDL 40 HI-CAP MERV 10 (18X18X1) | 1501001111 - FILTER, 18 X 18 X 1, PLEATED MDL 40 HI-CAP MERV 10 (18X18X1) |  |  |  | 1 |  | 0 | 0 | December | 2026
DAHU-Q-1-RSN | 001 | 000002090008 | 2026-12-17 | 1501001275 | FILTER, 16.5 X 21.5 X 1, PLEATED MDL 40 STANDARD MERV 10 (16 1/2 X 21 1/2 X 1, 16 1/2X21 1/2X1) | 1501001275 - FILTER, 16.5 X 21.5 X 1, PLEATED MDL 40 STANDARD MERV 10 (16 1/2 X 21 1/2 X 1, 16 1/2X21 1/2X1) |  |  |  | 1 |  | 0 | 0 | December | 2026
DAHU-Q-1-RSN | 001 | 000000199061 | 2026-12-17 | 1501001275 | FILTER, 16.5 X 21.5 X 1, PLEATED MDL 40 STANDARD MERV 10 (16 1/2 X 21 1/2 X 1, 16 1/2X21 1/2X1) | 1501001275 - FILTER, 16.5 X 21.5 X 1, PLEATED MDL 40 STANDARD MERV 10 (16 1/2 X 21 1/2 X 1, 16 1/2X21 1/2X1) |  |  |  | 1 |  | 0 | 0 | December | 2026
DAHU-Q-1-RSN | 001 | 000000199062 | 2026-12-17 | 1501001275 | FILTER, 16.5 X 21.5 X 1, PLEATED MDL 40 STANDARD MERV 10 (16 1/2 X 21 1/2 X 1, 16 1/2X21 1/2X1) | 1501001275 - FILTER, 16.5 X 21.5 X 1, PLEATED MDL 40 STANDARD MERV 10 (16 1/2 X 21 1/2 X 1, 16 1/2X21 1/2X1) |  |  |  | 1 |  | 0 | 0 | December | 2026
DAHU-Q-1-RSN | 001 | 000000199063 | 2026-12-17 | 1501001275 | FILTER, 16.5 X 21.5 X 1, PLEATED MDL 40 STANDARD MERV 10 (16 1/2 X 21 1/2 X 1, 16 1/2X21 1/2X1) | 1501001275 - FILTER, 16.5 X 21.5 X 1, PLEATED MDL 40 STANDARD MERV 10 (16 1/2 X 21 1/2 X 1, 16 1/2X21 1/2X1) |  |  |  | 1 |  | 0 | 0 | December | 2026
DAHU-Q-1-RSN | 001 | 000000199064 | 2026-12-17 | 1501001275 | FILTER, 16.5 X 21.5 X 1, PLEATED MDL 40 STANDARD MERV 10 (16 1/2 X 21 1/2 X 1, 16 1/2X21 1/2X1) | 1501001275 - FILTER, 16.5 X 21.5 X 1, PLEATED MDL 40 STANDARD MERV 10 (16 1/2 X 21 1/2 X 1, 16 1/2X21 1/2X1) |  |  |  | 1 |  | 0 | 0 | December | 2026
DAHU-Q-1-RSN | 001 | 000008091282 | 2027-02-12 | 1501001143 | FILTER, 14 X 20 X 1, PLEATED MDL 40 HI-CAP MERV 10 (14X20X1) | 1501001143 - FILTER, 14 X 20 X 1, PLEATED MDL 40 HI-CAP MERV 10 (14X20X1) |  |  |  | 1 |  | 0 | 0 | February | 2027
DAHU-Q-1-RSN | 001 | 000000200001 | 2027-02-19 | 1501001275 | FILTER, 16.5 X 21.5 X 1, PLEATED MDL 40 STANDARD MERV 10 (16 1/2 X 21 1/2 X 1, 16 1/2X21 1/2X1) | 1501001275 - FILTER, 16.5 X 21.5 X 1, PLEATED MDL 40 STANDARD MERV 10 (16 1/2 X 21 1/2 X 1, 16 1/2X21 1/2X1) |  |  |  | 1 |  | 0 | 0 | February | 2027
DAHU-Q-1-RSN | 001 | 000000200002 | 2027-02-19 | 1501001275 | FILTER, 16.5 X 21.5 X 1, PLEATED MDL 40 STANDARD MERV 10 (16 1/2 X 21 1/2 X 1, 16 1/2X21 1/2X1) | 1501001275 - FILTER, 16.5 X 21.5 X 1, PLEATED MDL 40 STANDARD MERV 10 (16 1/2 X 21 1/2 X 1, 16 1/2X21 1/2X1) |  |  |  | 1 |  | 0 | 0 | February | 2027
DAHU-Q-1-RSN | 001 | 000000200003 | 2027-02-19 | 1501001275 | FILTER, 16.5 X 21.5 X 1, PLEATED MDL 40 STANDARD MERV 10 (16 1/2 X 21 1/2 X 1, 16 1/2X21 1/2X1) | 1501001275 - FILTER, 16.5 X 21.5 X 1, PLEATED MDL 40 STANDARD MERV 10 (16 1/2 X 21 1/2 X 1, 16 1/2X21 1/2X1) |  |  |  | 1 |  | 0 | 0 | February | 2027
DAHU-Q-1-RSN | 001 | 000000200006 | 2027-02-19 | 1501001275 | FILTER, 16.5 X 21.5 X 1, PLEATED MDL 40 STANDARD MERV 10 (16 1/2 X 21 1/2 X 1, 16 1/2X21 1/2X1) | 1501001275 - FILTER, 16.5 X 21.5 X 1, PLEATED MDL 40 STANDARD MERV 10 (16 1/2 X 21 1/2 X 1, 16 1/2X21 1/2X1) |  |  |  | 1 |  | 0 | 0 | February | 2027
DAHU-Q-1-RSN | 001 | 000000200007 | 2027-02-19 | 1501001275 | FILTER, 16.5 X 21.5 X 1, PLEATED MDL 40 STANDARD MERV 10 (16 1/2 X 21 1/2 X 1, 16 1/2X21 1/2X1) | 1501001275 - FILTER, 16.5 X 21.5 X 1, PLEATED MDL 40 STANDARD MERV 10 (16 1/2 X 21 1/2 X 1, 16 1/2X21 1/2X1) |  |  |  | 1 |  | 0 | 0 | February | 2027
DAHU-Q-1-RSN | 001 | 000000200008 | 2027-02-19 | 1501001275 | FILTER, 16.5 X 21.5 X 1, PLEATED MDL 40 STANDARD MERV 10 (16 1/2 X 21 1/2 X 1, 16 1/2X21 1/2X1) | 1501001275 - FILTER, 16.5 X 21.5 X 1, PLEATED MDL 40 STANDARD MERV 10 (16 1/2 X 21 1/2 X 1, 16 1/2X21 1/2X1) |  |  |  | 1 |  | 0 | 0 | February | 2027
DAHU-Q-1-RSN | 001 | 000000200009 | 2027-02-19 | 1501001275 | FILTER, 16.5 X 21.5 X 1, PLEATED MDL 40 STANDARD MERV 10 (16 1/2 X 21 1/2 X 1, 16 1/2X21 1/2X1) | 1501001275 - FILTER, 16.5 X 21.5 X 1, PLEATED MDL 40 STANDARD MERV 10 (16 1/2 X 21 1/2 X 1, 16 1/2X21 1/2X1) |  |  |  | 1 |  | 0 | 0 | February | 2027
DAHU-Q-1-RSN | 001 | 000000200010 | 2027-02-19 | 1501001111 | FILTER, 18 X 18 X 1, PLEATED MDL 40 HI-CAP MERV 10 (18X18X1) | 1501001111 - FILTER, 18 X 18 X 1, PLEATED MDL 40 HI-CAP MERV 10 (18X18X1) |  |  |  | 1 |  | 0 | 0 | February | 2027
DAHU-Q-1-RSN | 001 | 000000200011 | 2027-02-19 | 1501001111 | FILTER, 18 X 18 X 1, PLEATED MDL 40 HI-CAP MERV 10 (18X18X1) | 1501001111 - FILTER, 18 X 18 X 1, PLEATED MDL 40 HI-CAP MERV 10 (18X18X1) |  |  |  | 1 |  | 0 | 0 | February | 2027
DAHU-Q-1-RSN | 001 | 000000200012 | 2027-02-19 | 1501001275 | FILTER, 16.5 X 21.5 X 1, PLEATED MDL 40 STANDARD MERV 10 (16 1/2 X 21 1/2 X 1, 16 1/2X21 1/2X1) | 1501001275 - FILTER, 16.5 X 21.5 X 1, PLEATED MDL 40 STANDARD MERV 10 (16 1/2 X 21 1/2 X 1, 16 1/2X21 1/2X1) |  |  |  | 1 |  | 0 | 0 | February | 2027
DAHU-Q-1-RSN | 001 | 000000200013 | 2027-02-19 | 1501001275 | FILTER, 16.5 X 21.5 X 1, PLEATED MDL 40 STANDARD MERV 10 (16 1/2 X 21 1/2 X 1, 16 1/2X21 1/2X1) | 1501001275 - FILTER, 16.5 X 21.5 X 1, PLEATED MDL 40 STANDARD MERV 10 (16 1/2 X 21 1/2 X 1, 16 1/2X21 1/2X1) |  |  |  | 1 |  | 0 | 0 | February | 2027
DAHU-Q-1-RSN | 001 | 000000200014 | 2027-02-19 | 1501001275 | FILTER, 16.5 X 21.5 X 1, PLEATED MDL 40 STANDARD MERV 10 (16 1/2 X 21 1/2 X 1, 16 1/2X21 1/2X1) | 1501001275 - FILTER, 16.5 X 21.5 X 1, PLEATED MDL 40 STANDARD MERV 10 (16 1/2 X 21 1/2 X 1, 16 1/2X21 1/2X1) |  |  |  | 1 |  | 0 | 0 | February | 2027
DAHU-Q-1-RSN | 001 | 000000200015 | 2027-02-19 | 1501001275 | FILTER, 16.5 X 21.5 X 1, PLEATED MDL 40 STANDARD MERV 10 (16 1/2 X 21 1/2 X 1, 16 1/2X21 1/2X1) | 1501001275 - FILTER, 16.5 X 21.5 X 1, PLEATED MDL 40 STANDARD MERV 10 (16 1/2 X 21 1/2 X 1, 16 1/2X21 1/2X1) |  |  |  | 1 |  | 0 | 0 | February | 2027
DAHU-Q-1-RSN | 001 | 000000200016 | 2027-02-19 | 1501001275 | FILTER, 16.5 X 21.5 X 1, PLEATED MDL 40 STANDARD MERV 10 (16 1/2 X 21 1/2 X 1, 16 1/2X21 1/2X1) | 1501001275 - FILTER, 16.5 X 21.5 X 1, PLEATED MDL 40 STANDARD MERV 10 (16 1/2 X 21 1/2 X 1, 16 1/2X21 1/2X1) |  |  |  | 1 |  | 0 | 0 | February | 2027
DAHU-Q-1-RSN | 001 | 000000200017 | 2027-02-19 | 1501001275 | FILTER, 16.5 X 21.5 X 1, PLEATED MDL 40 STANDARD MERV 10 (16 1/2 X 21 1/2 X 1, 16 1/2X21 1/2X1) | 1501001275 - FILTER, 16.5 X 21.5 X 1, PLEATED MDL 40 STANDARD MERV 10 (16 1/2 X 21 1/2 X 1, 16 1/2X21 1/2X1) |  |  |  | 1 |  | 0 | 0 | February | 2027
DAHU-Q-1-RSN | 001 | 000000200018 | 2027-02-19 | 1501001275 | FILTER, 16.5 X 21.5 X 1, PLEATED MDL 40 STANDARD MERV 10 (16 1/2 X 21 1/2 X 1, 16 1/2X21 1/2X1) | 1501001275 - FILTER, 16.5 X 21.5 X 1, PLEATED MDL 40 STANDARD MERV 10 (16 1/2 X 21 1/2 X 1, 16 1/2X21 1/2X1) |  |  |  | 1 |  | 0 | 0 | February | 2027
DAHU-Q-1-RSN | 001 | 000000200019 | 2027-02-19 | 1501001275 | FILTER, 16.5 X 21.5 X 1, PLEATED MDL 40 STANDARD MERV 10 (16 1/2 X 21 1/2 X 1, 16 1/2X21 1/2X1) | 1501001275 - FILTER, 16.5 X 21.5 X 1, PLEATED MDL 40 STANDARD MERV 10 (16 1/2 X 21 1/2 X 1, 16 1/2X21 1/2X1) |  |  |  | 1 |  | 0 | 0 | February | 2027
DAHU-Q-1-RSN | 001 | 000000200022 | 2027-02-19 | 1501001275 | FILTER, 16.5 X 21.5 X 1, PLEATED MDL 40 STANDARD MERV 10 (16 1/2 X 21 1/2 X 1, 16 1/2X21 1/2X1) | 1501001275 - FILTER, 16.5 X 21.5 X 1, PLEATED MDL 40 STANDARD MERV 10 (16 1/2 X 21 1/2 X 1, 16 1/2X21 1/2X1) |  |  |  | 1 |  | 0 | 0 | February | 2027
DAHU-Q-1-RSN | 001 | 000000200023 | 2027-02-19 | 1501001275 | FILTER, 16.5 X 21.5 X 1, PLEATED MDL 40 STANDARD MERV 10 (16 1/2 X 21 1/2 X 1, 16 1/2X21 1/2X1) | 1501001275 - FILTER, 16.5 X 21.5 X 1, PLEATED MDL 40 STANDARD MERV 10 (16 1/2 X 21 1/2 X 1, 16 1/2X21 1/2X1) |  |  |  | 1 |  | 0 | 0 | February | 2027
DAHU-Q-1-RSN | 001 | 000000200024 | 2027-02-19 | 1501001275 | FILTER, 16.5 X 21.5 X 1, PLEATED MDL 40 STANDARD MERV 10 (16 1/2 X 21 1/2 X 1, 16 1/2X21 1/2X1) | 1501001275 - FILTER, 16.5 X 21.5 X 1, PLEATED MDL 40 STANDARD MERV 10 (16 1/2 X 21 1/2 X 1, 16 1/2X21 1/2X1) |  |  |  | 1 |  | 0 | 0 | February | 2027
DAHU-Q-1-RSN | 001 | 000000200025 | 2027-02-19 | 1501001275 | FILTER, 16.5 X 21.5 X 1, PLEATED MDL 40 STANDARD MERV 10 (16 1/2 X 21 1/2 X 1, 16 1/2X21 1/2X1) | 1501001275 - FILTER, 16.5 X 21.5 X 1, PLEATED MDL 40 STANDARD MERV 10 (16 1/2 X 21 1/2 X 1, 16 1/2X21 1/2X1) |  |  |  | 1 |  | 0 | 0 | February | 2027
DAHU-Q-1-RSN | 001 | 000000200026 | 2027-02-19 | 1501001111 | FILTER, 18 X 18 X 1, PLEATED MDL 40 HI-CAP MERV 10 (18X18X1) | 1501001111 - FILTER, 18 X 18 X 1, PLEATED MDL 40 HI-CAP MERV 10 (18X18X1) |  |  |  | 1 |  | 0 | 0 | February | 2027
DAHU-Q-1-RSN | 001 | 000000200027 | 2027-02-19 | 1501001111 | FILTER, 18 X 18 X 1, PLEATED MDL 40 HI-CAP MERV 10 (18X18X1) | 1501001111 - FILTER, 18 X 18 X 1, PLEATED MDL 40 HI-CAP MERV 10 (18X18X1) |  |  |  | 1 |  | 0 | 0 | February | 2027
DAHU-Q-1-RSN | 001 | 000000200028 | 2027-02-19 | 1501001275 | FILTER, 16.5 X 21.5 X 1, PLEATED MDL 40 STANDARD MERV 10 (16 1/2 X 21 1/2 X 1, 16 1/2X21 1/2X1) | 1501001275 - FILTER, 16.5 X 21.5 X 1, PLEATED MDL 40 STANDARD MERV 10 (16 1/2 X 21 1/2 X 1, 16 1/2X21 1/2X1) |  |  |  | 1 |  | 0 | 0 | February | 2027
DAHU-Q-1-RSN | 001 | 000000200029 | 2027-02-19 | 1501001275 | FILTER, 16.5 X 21.5 X 1, PLEATED MDL 40 STANDARD MERV 10 (16 1/2 X 21 1/2 X 1, 16 1/2X21 1/2X1) | 1501001275 - FILTER, 16.5 X 21.5 X 1, PLEATED MDL 40 STANDARD MERV 10 (16 1/2 X 21 1/2 X 1, 16 1/2X21 1/2X1) |  |  |  | 1 |  | 0 | 0 | February | 2027
DAHU-Q-1-RSN | 001 | 000000200030 | 2027-02-19 | 1501001275 | FILTER, 16.5 X 21.5 X 1, PLEATED MDL 40 STANDARD MERV 10 (16 1/2 X 21 1/2 X 1, 16 1/2X21 1/2X1) | 1501001275 - FILTER, 16.5 X 21.5 X 1, PLEATED MDL 40 STANDARD MERV 10 (16 1/2 X 21 1/2 X 1, 16 1/2X21 1/2X1) |  |  |  | 1 |  | 0 | 0 | February | 2027
DAHU-Q-1-RSN | 001 | 000000200031 | 2027-02-19 | 1501001275 | FILTER, 16.5 X 21.5 X 1, PLEATED MDL 40 STANDARD MERV 10 (16 1/2 X 21 1/2 X 1, 16 1/2X21 1/2X1) | 1501001275 - FILTER, 16.5 X 21.5 X 1, PLEATED MDL 40 STANDARD MERV 10 (16 1/2 X 21 1/2 X 1, 16 1/2X21 1/2X1) |  |  |  | 1 |  | 0 | 0 | February | 2027
DAHU-Q-1-RSN | 001 | 000000200032 | 2027-02-19 | 1501001275 | FILTER, 16.5 X 21.5 X 1, PLEATED MDL 40 STANDARD MERV 10 (16 1/2 X 21 1/2 X 1, 16 1/2X21 1/2X1) | 1501001275 - FILTER, 16.5 X 21.5 X 1, PLEATED MDL 40 STANDARD MERV 10 (16 1/2 X 21 1/2 X 1, 16 1/2X21 1/2X1) |  |  |  | 1 |  | 0 | 0 | February | 2027
DAHU-Q-1-RSN | 001 | 000000200033 | 2027-02-19 | 1501001275 | FILTER, 16.5 X 21.5 X 1, PLEATED MDL 40 STANDARD MERV 10 (16 1/2 X 21 1/2 X 1, 16 1/2X21 1/2X1) | 1501001275 - FILTER, 16.5 X 21.5 X 1, PLEATED MDL 40 STANDARD MERV 10 (16 1/2 X 21 1/2 X 1, 16 1/2X21 1/2X1) |  |  |  | 1 |  | 0 | 0 | February | 2027
DAHU-Q-1-RSN | 001 | 000000200034 | 2027-02-19 | 1501001275 | FILTER, 16.5 X 21.5 X 1, PLEATED MDL 40 STANDARD MERV 10 (16 1/2 X 21 1/2 X 1, 16 1/2X21 1/2X1) | 1501001275 - FILTER, 16.5 X 21.5 X 1, PLEATED MDL 40 STANDARD MERV 10 (16 1/2 X 21 1/2 X 1, 16 1/2X21 1/2X1) |  |  |  | 1 |  | 0 | 0 | February | 2027
DAHU-Q-1-RSN | 001 | 000000200035 | 2027-02-19 | 1501001275 | FILTER, 16.5 X 21.5 X 1, PLEATED MDL 40 STANDARD MERV 10 (16 1/2 X 21 1/2 X 1, 16 1/2X21 1/2X1) | 1501001275 - FILTER, 16.5 X 21.5 X 1, PLEATED MDL 40 STANDARD MERV 10 (16 1/2 X 21 1/2 X 1, 16 1/2X21 1/2X1) |  |  |  | 1 |  | 0 | 0 | February | 2027
DAHU-Q-1-RSN | 001 | 000008093103 | 2027-02-19 | 1501001143 | FILTER, 14 X 20 X 1, PLEATED MDL 40 HI-CAP MERV 10 (14X20X1) | 1501001143 - FILTER, 14 X 20 X 1, PLEATED MDL 40 HI-CAP MERV 10 (14X20X1) |  |  |  | 1 |  | 0 | 0 | February | 2027
DAHU-Q-1-RSN | 001 | 000000200037 | 2027-02-19 | 1501001133 | FILTER, 20 X 20 X 1, PLEATED MDL 40 STANDARD MERV 10 (20X20X1) | 1501001133 - FILTER, 20 X 20 X 1, PLEATED MDL 40 STANDARD MERV 10 (20X20X1) |  |  |  | 1 |  | 0 | 0 | February | 2027
DAHU-Q-1-RSN | 001 | 000000200038 | 2027-02-19 | 1501001275 | FILTER, 16.5 X 21.5 X 1, PLEATED MDL 40 STANDARD MERV 10 (16 1/2 X 21 1/2 X 1, 16 1/2X21 1/2X1) | 1501001275 - FILTER, 16.5 X 21.5 X 1, PLEATED MDL 40 STANDARD MERV 10 (16 1/2 X 21 1/2 X 1, 16 1/2X21 1/2X1) |  |  |  | 1 |  | 0 | 0 | February | 2027
DAHU-Q-1-RSN | 001 | 000000200039 | 2027-02-19 | 1501001275 | FILTER, 16.5 X 21.5 X 1, PLEATED MDL 40 STANDARD MERV 10 (16 1/2 X 21 1/2 X 1, 16 1/2X21 1/2X1) | 1501001275 - FILTER, 16.5 X 21.5 X 1, PLEATED MDL 40 STANDARD MERV 10 (16 1/2 X 21 1/2 X 1, 16 1/2X21 1/2X1) |  |  |  | 1 |  | 0 | 0 | February | 2027
DAHU-Q-1-RSN | 001 | 000000200040 | 2027-02-19 | 1501001275 | FILTER, 16.5 X 21.5 X 1, PLEATED MDL 40 STANDARD MERV 10 (16 1/2 X 21 1/2 X 1, 16 1/2X21 1/2X1) | 1501001275 - FILTER, 16.5 X 21.5 X 1, PLEATED MDL 40 STANDARD MERV 10 (16 1/2 X 21 1/2 X 1, 16 1/2X21 1/2X1) |  |  |  | 1 |  | 0 | 0 | February | 2027
DAHU-Q-1-RSN | 001 | 000000200041 | 2027-02-19 | 1501001275 | FILTER, 16.5 X 21.5 X 1, PLEATED MDL 40 STANDARD MERV 10 (16 1/2 X 21 1/2 X 1, 16 1/2X21 1/2X1) | 1501001275 - FILTER, 16.5 X 21.5 X 1, PLEATED MDL 40 STANDARD MERV 10 (16 1/2 X 21 1/2 X 1, 16 1/2X21 1/2X1) |  |  |  | 1 |  | 0 | 0 | February | 2027
DAHU-Q-1-RSN | 001 | 000008092881 | 2027-02-19 | 1501001275 | FILTER, 16.5 X 21.5 X 1, PLEATED MDL 40 STANDARD MERV 10 (16 1/2 X 21 1/2 X 1, 16 1/2X21 1/2X1) | 1501001275 - FILTER, 16.5 X 21.5 X 1, PLEATED MDL 40 STANDARD MERV 10 (16 1/2 X 21 1/2 X 1, 16 1/2X21 1/2X1) |  |  |  | 1 |  | 0 | 0 | February | 2027
DAHU-Q-1-RSN | 001 | 000000200043 | 2027-02-19 | 1501001111 | FILTER, 18 X 18 X 1, PLEATED MDL 40 HI-CAP MERV 10 (18X18X1) | 1501001111 - FILTER, 18 X 18 X 1, PLEATED MDL 40 HI-CAP MERV 10 (18X18X1) |  |  |  | 1 |  | 0 | 0 | February | 2027
DAHU-Q-1-RSN | 001 | 000000200044 | 2027-02-19 | 1501001275 | FILTER, 16.5 X 21.5 X 1, PLEATED MDL 40 STANDARD MERV 10 (16 1/2 X 21 1/2 X 1, 16 1/2X21 1/2X1) | 1501001275 - FILTER, 16.5 X 21.5 X 1, PLEATED MDL 40 STANDARD MERV 10 (16 1/2 X 21 1/2 X 1, 16 1/2X21 1/2X1) |  |  |  | 1 |  | 0 | 0 | February | 2027
DAHU-Q-1-RSN | 001 | 000000200045 | 2027-02-19 | 1501001275 | FILTER, 16.5 X 21.5 X 1, PLEATED MDL 40 STANDARD MERV 10 (16 1/2 X 21 1/2 X 1, 16 1/2X21 1/2X1) | 1501001275 - FILTER, 16.5 X 21.5 X 1, PLEATED MDL 40 STANDARD MERV 10 (16 1/2 X 21 1/2 X 1, 16 1/2X21 1/2X1) |  |  |  | 1 |  | 0 | 0 | February | 2027
DAHU-Q-1-RSN | 001 | 000000200046 | 2027-02-19 | 1501001275 | FILTER, 16.5 X 21.5 X 1, PLEATED MDL 40 STANDARD MERV 10 (16 1/2 X 21 1/2 X 1, 16 1/2X21 1/2X1) | 1501001275 - FILTER, 16.5 X 21.5 X 1, PLEATED MDL 40 STANDARD MERV 10 (16 1/2 X 21 1/2 X 1, 16 1/2X21 1/2X1) |  |  |  | 1 |  | 0 | 0 | February | 2027
DAHU-Q-1-RSN | 001 | 000000200047 | 2027-02-19 | 1501001275 | FILTER, 16.5 X 21.5 X 1, PLEATED MDL 40 STANDARD MERV 10 (16 1/2 X 21 1/2 X 1, 16 1/2X21 1/2X1) | 1501001275 - FILTER, 16.5 X 21.5 X 1, PLEATED MDL 40 STANDARD MERV 10 (16 1/2 X 21 1/2 X 1, 16 1/2X21 1/2X1) |  |  |  | 1 |  | 0 | 0 | February | 2027
DAHU-Q-1-RSN | 001 | 000000200048 | 2027-02-19 | 1501001275 | FILTER, 16.5 X 21.5 X 1, PLEATED MDL 40 STANDARD MERV 10 (16 1/2 X 21 1/2 X 1, 16 1/2X21 1/2X1) | 1501001275 - FILTER, 16.5 X 21.5 X 1, PLEATED MDL 40 STANDARD MERV 10 (16 1/2 X 21 1/2 X 1, 16 1/2X21 1/2X1) |  |  |  | 1 |  | 0 | 0 | February | 2027
DAHU-Q-1-RSN | 001 | 000000200049 | 2027-02-19 | 1501001275 | FILTER, 16.5 X 21.5 X 1, PLEATED MDL 40 STANDARD MERV 10 (16 1/2 X 21 1/2 X 1, 16 1/2X21 1/2X1) | 1501001275 - FILTER, 16.5 X 21.5 X 1, PLEATED MDL 40 STANDARD MERV 10 (16 1/2 X 21 1/2 X 1, 16 1/2X21 1/2X1) |  |  |  | 1 |  | 0 | 0 | February | 2027
DAHU-Q-1-RSN | 001 | 000000200050 | 2027-02-19 | 1501001275 | FILTER, 16.5 X 21.5 X 1, PLEATED MDL 40 STANDARD MERV 10 (16 1/2 X 21 1/2 X 1, 16 1/2X21 1/2X1) | 1501001275 - FILTER, 16.5 X 21.5 X 1, PLEATED MDL 40 STANDARD MERV 10 (16 1/2 X 21 1/2 X 1, 16 1/2X21 1/2X1) |  |  |  | 1 |  | 0 | 0 | February | 2027
DAHU-Q-1-RSN | 001 | 000000200051 | 2027-02-19 | 1501001275 | FILTER, 16.5 X 21.5 X 1, PLEATED MDL 40 STANDARD MERV 10 (16 1/2 X 21 1/2 X 1, 16 1/2X21 1/2X1) | 1501001275 - FILTER, 16.5 X 21.5 X 1, PLEATED MDL 40 STANDARD MERV 10 (16 1/2 X 21 1/2 X 1, 16 1/2X21 1/2X1) |  |  |  | 1 |  | 0 | 0 | February | 2027
DAHU-Q-1-RSN | 001 | 000008092355 | 2027-02-19 | 1501001143 | FILTER, 14 X 20 X 1, PLEATED MDL 40 HI-CAP MERV 10 (14X20X1) | 1501001143 - FILTER, 14 X 20 X 1, PLEATED MDL 40 HI-CAP MERV 10 (14X20X1) |  |  |  | 1 |  | 0 | 0 | February | 2027
DAHU-Q-1-RSN | 001 | 000000200053 | 2027-02-19 | 1501001133 | FILTER, 20 X 20 X 1, PLEATED MDL 40 STANDARD MERV 10 (20X20X1) | 1501001133 - FILTER, 20 X 20 X 1, PLEATED MDL 40 STANDARD MERV 10 (20X20X1) |  |  |  | 1 |  | 0 | 0 | February | 2027
DAHU-Q-1-RSN | 001 | 000000200054 | 2027-02-19 | 1501001275 | FILTER, 16.5 X 21.5 X 1, PLEATED MDL 40 STANDARD MERV 10 (16 1/2 X 21 1/2 X 1, 16 1/2X21 1/2X1) | 1501001275 - FILTER, 16.5 X 21.5 X 1, PLEATED MDL 40 STANDARD MERV 10 (16 1/2 X 21 1/2 X 1, 16 1/2X21 1/2X1) |  |  |  | 1 |  | 0 | 0 | February | 2027
DAHU-Q-1-RSN | 001 | 000000200055 | 2027-02-19 | 1501001275 | FILTER, 16.5 X 21.5 X 1, PLEATED MDL 40 STANDARD MERV 10 (16 1/2 X 21 1/2 X 1, 16 1/2X21 1/2X1) | 1501001275 - FILTER, 16.5 X 21.5 X 1, PLEATED MDL 40 STANDARD MERV 10 (16 1/2 X 21 1/2 X 1, 16 1/2X21 1/2X1) |  |  |  | 1 |  | 0 | 0 | February | 2027
DAHU-Q-1-RSN | 001 | 000000200056 | 2027-02-19 | 1501001275 | FILTER, 16.5 X 21.5 X 1, PLEATED MDL 40 STANDARD MERV 10 (16 1/2 X 21 1/2 X 1, 16 1/2X21 1/2X1) | 1501001275 - FILTER, 16.5 X 21.5 X 1, PLEATED MDL 40 STANDARD MERV 10 (16 1/2 X 21 1/2 X 1, 16 1/2X21 1/2X1) |  |  |  | 1 |  | 0 | 0 | February | 2027
DAHU-Q-1-RSN | 001 | 000000200057 | 2027-02-19 | 1501001275 | FILTER, 16.5 X 21.5 X 1, PLEATED MDL 40 STANDARD MERV 10 (16 1/2 X 21 1/2 X 1, 16 1/2X21 1/2X1) | 1501001275 - FILTER, 16.5 X 21.5 X 1, PLEATED MDL 40 STANDARD MERV 10 (16 1/2 X 21 1/2 X 1, 16 1/2X21 1/2X1) |  |  |  | 1 |  | 0 | 0 | February | 2027
DAHU-Q-1-RSN | 001 | 000000200058 | 2027-02-19 | 1501001111 | FILTER, 18 X 18 X 1, PLEATED MDL 40 HI-CAP MERV 10 (18X18X1) | 1501001111 - FILTER, 18 X 18 X 1, PLEATED MDL 40 HI-CAP MERV 10 (18X18X1) |  |  |  | 1 |  | 0 | 0 | February | 2027
DAHU-Q-1-RSN | 001 | 000000200059 | 2027-02-19 | 1501001111 | FILTER, 18 X 18 X 1, PLEATED MDL 40 HI-CAP MERV 10 (18X18X1) | 1501001111 - FILTER, 18 X 18 X 1, PLEATED MDL 40 HI-CAP MERV 10 (18X18X1) |  |  |  | 1 |  | 0 | 0 | February | 2027
DAHU-Q-1-RSN | 001 | 000000200060 | 2027-02-19 | 1501001275 | FILTER, 16.5 X 21.5 X 1, PLEATED MDL 40 STANDARD MERV 10 (16 1/2 X 21 1/2 X 1, 16 1/2X21 1/2X1) | 1501001275 - FILTER, 16.5 X 21.5 X 1, PLEATED MDL 40 STANDARD MERV 10 (16 1/2 X 21 1/2 X 1, 16 1/2X21 1/2X1) |  |  |  | 1 |  | 0 | 0 | February | 2027
DAHU-Q-1-RSN | 001 | 000000200061 | 2027-02-19 | 1501001275 | FILTER, 16.5 X 21.5 X 1, PLEATED MDL 40 STANDARD MERV 10 (16 1/2 X 21 1/2 X 1, 16 1/2X21 1/2X1) | 1501001275 - FILTER, 16.5 X 21.5 X 1, PLEATED MDL 40 STANDARD MERV 10 (16 1/2 X 21 1/2 X 1, 16 1/2X21 1/2X1) |  |  |  | 1 |  | 0 | 0 | February | 2027
DAHU-Q-1-RSN | 001 | 000008093101 | 2027-02-19 | 1501001275 | FILTER, 16.5 X 21.5 X 1, PLEATED MDL 40 STANDARD MERV 10 (16 1/2 X 21 1/2 X 1, 16 1/2X21 1/2X1) | 1501001275 - FILTER, 16.5 X 21.5 X 1, PLEATED MDL 40 STANDARD MERV 10 (16 1/2 X 21 1/2 X 1, 16 1/2X21 1/2X1) |  |  |  | 1 |  | 0 | 0 | February | 2027
DAHU-Q-1-RSN | 001 | 000000200062 | 2027-02-19 | 1501001275 | FILTER, 16.5 X 21.5 X 1, PLEATED MDL 40 STANDARD MERV 10 (16 1/2 X 21 1/2 X 1, 16 1/2X21 1/2X1) | 1501001275 - FILTER, 16.5 X 21.5 X 1, PLEATED MDL 40 STANDARD MERV 10 (16 1/2 X 21 1/2 X 1, 16 1/2X21 1/2X1) |  |  |  | 1 |  | 0 | 0 | February | 2027
DAHU-Q-1-RSN | 001 | 000000200063 | 2027-02-19 | 1501001275 | FILTER, 16.5 X 21.5 X 1, PLEATED MDL 40 STANDARD MERV 10 (16 1/2 X 21 1/2 X 1, 16 1/2X21 1/2X1) | 1501001275 - FILTER, 16.5 X 21.5 X 1, PLEATED MDL 40 STANDARD MERV 10 (16 1/2 X 21 1/2 X 1, 16 1/2X21 1/2X1) |  |  |  | 1 |  | 0 | 0 | February | 2027
DAHU-Q-1-RSN | 001 | 000008091055 | 2027-02-19 | 1501001141 | FILTER, 16 X 25 X 1, PLEATED MDL 40 HI-CAP MERV 10 (16X25X1) | 1501001141 - FILTER, 16 X 25 X 1, PLEATED MDL 40 HI-CAP MERV 10 (16X25X1) |  |  |  | 1 |  | 0 | 0 | February | 2027
DAHU-Q-1-RSN | 001 | 000006094000 | 2027-02-19 | 1501001141 | FILTER, 16 X 25 X 1, PLEATED MDL 40 HI-CAP MERV 10 (16X25X1) | 1501001141 - FILTER, 16 X 25 X 1, PLEATED MDL 40 HI-CAP MERV 10 (16X25X1) |  |  |  | 1 |  | 0 | 0 | February | 2027
DAHU-Q-1-RSN | 001 | 000006094001 | 2027-02-19 | 1501001133 | FILTER, 20 X 20 X 1, PLEATED MDL 40 STANDARD MERV 10 (20X20X1) | 1501001133 - FILTER, 20 X 20 X 1, PLEATED MDL 40 STANDARD MERV 10 (20X20X1) |  |  |  | 1 |  | 0 | 0 | February | 2027
DAHU-Q-1-RSN | 001 | 000000199000 | 2027-03-10 | 1501001275 | FILTER, 16.5 X 21.5 X 1, PLEATED MDL 40 STANDARD MERV 10 (16 1/2 X 21 1/2 X 1, 16 1/2X21 1/2X1) | 1501001275 - FILTER, 16.5 X 21.5 X 1, PLEATED MDL 40 STANDARD MERV 10 (16 1/2 X 21 1/2 X 1, 16 1/2X21 1/2X1) |  |  |  | 1 |  | 0 | 0 | March | 2027
DAHU-Q-1-RSN | 001 | 000000199001 | 2027-03-10 | 1501001275 | FILTER, 16.5 X 21.5 X 1, PLEATED MDL 40 STANDARD MERV 10 (16 1/2 X 21 1/2 X 1, 16 1/2X21 1/2X1) | 1501001275 - FILTER, 16.5 X 21.5 X 1, PLEATED MDL 40 STANDARD MERV 10 (16 1/2 X 21 1/2 X 1, 16 1/2X21 1/2X1) |  |  |  | 1 |  | 0 | 0 | March | 2027
DAHU-Q-1-RSN | 001 | 000000199002 | 2027-03-10 | 1501001275 | FILTER, 16.5 X 21.5 X 1, PLEATED MDL 40 STANDARD MERV 10 (16 1/2 X 21 1/2 X 1, 16 1/2X21 1/2X1) | 1501001275 - FILTER, 16.5 X 21.5 X 1, PLEATED MDL 40 STANDARD MERV 10 (16 1/2 X 21 1/2 X 1, 16 1/2X21 1/2X1) |  |  |  | 1 |  | 0 | 0 | March | 2027
DAHU-Q-1-RSN | 001 | 000000199003 | 2027-03-10 | 1501001275 | FILTER, 16.5 X 21.5 X 1, PLEATED MDL 40 STANDARD MERV 10 (16 1/2 X 21 1/2 X 1, 16 1/2X21 1/2X1) | 1501001275 - FILTER, 16.5 X 21.5 X 1, PLEATED MDL 40 STANDARD MERV 10 (16 1/2 X 21 1/2 X 1, 16 1/2X21 1/2X1) |  |  |  | 1 |  | 0 | 0 | March | 2027
DAHU-Q-1-RSN | 001 | 000008092347 | 2027-03-10 | 1501001143 | FILTER, 14 X 20 X 1, PLEATED MDL 40 HI-CAP MERV 10 (14X20X1) | 1501001143 - FILTER, 14 X 20 X 1, PLEATED MDL 40 HI-CAP MERV 10 (14X20X1) |  |  |  | 1 |  | 0 | 0 | March | 2027
DAHU-Q-1-RSN | 001 | 000000199005 | 2027-03-10 | 1501001133 | FILTER, 20 X 20 X 1, PLEATED MDL 40 STANDARD MERV 10 (20X20X1) | 1501001133 - FILTER, 20 X 20 X 1, PLEATED MDL 40 STANDARD MERV 10 (20X20X1) |  |  |  | 1 |  | 0 | 0 | March | 2027
DAHU-Q-1-RSN | 001 | 000000199006 | 2027-03-10 | 1501001275 | FILTER, 16.5 X 21.5 X 1, PLEATED MDL 40 STANDARD MERV 10 (16 1/2 X 21 1/2 X 1, 16 1/2X21 1/2X1) | 1501001275 - FILTER, 16.5 X 21.5 X 1, PLEATED MDL 40 STANDARD MERV 10 (16 1/2 X 21 1/2 X 1, 16 1/2X21 1/2X1) |  |  |  | 1 |  | 0 | 0 | March | 2027
DAHU-Q-1-RSN | 001 | 000000199007 | 2027-03-10 | 1501001275 | FILTER, 16.5 X 21.5 X 1, PLEATED MDL 40 STANDARD MERV 10 (16 1/2 X 21 1/2 X 1, 16 1/2X21 1/2X1) | 1501001275 - FILTER, 16.5 X 21.5 X 1, PLEATED MDL 40 STANDARD MERV 10 (16 1/2 X 21 1/2 X 1, 16 1/2X21 1/2X1) |  |  |  | 1 |  | 0 | 0 | March | 2027
DAHU-Q-1-RSN | 001 | 000000199008 | 2027-03-10 | 1501001275 | FILTER, 16.5 X 21.5 X 1, PLEATED MDL 40 STANDARD MERV 10 (16 1/2 X 21 1/2 X 1, 16 1/2X21 1/2X1) | 1501001275 - FILTER, 16.5 X 21.5 X 1, PLEATED MDL 40 STANDARD MERV 10 (16 1/2 X 21 1/2 X 1, 16 1/2X21 1/2X1) |  |  |  | 1 |  | 0 | 0 | March | 2027
DAHU-Q-1-RSN | 001 | 000000199009 | 2027-03-10 | 1501001275 | FILTER, 16.5 X 21.5 X 1, PLEATED MDL 40 STANDARD MERV 10 (16 1/2 X 21 1/2 X 1, 16 1/2X21 1/2X1) | 1501001275 - FILTER, 16.5 X 21.5 X 1, PLEATED MDL 40 STANDARD MERV 10 (16 1/2 X 21 1/2 X 1, 16 1/2X21 1/2X1) |  |  |  | 1 |  | 0 | 0 | March | 2027
DAHU-Q-1-RSN | 001 | 000000199010 | 2027-03-10 | 1501001111 | FILTER, 18 X 18 X 1, PLEATED MDL 40 HI-CAP MERV 10 (18X18X1) | 1501001111 - FILTER, 18 X 18 X 1, PLEATED MDL 40 HI-CAP MERV 10 (18X18X1) |  |  |  | 1 |  | 0 | 0 | March | 2027
DAHU-Q-1-RSN | 001 | 000000199011 | 2027-03-10 | 1501001111 | FILTER, 18 X 18 X 1, PLEATED MDL 40 HI-CAP MERV 10 (18X18X1) | 1501001111 - FILTER, 18 X 18 X 1, PLEATED MDL 40 HI-CAP MERV 10 (18X18X1) |  |  |  | 1 |  | 0 | 0 | March | 2027
DAHU-Q-1-RSN | 001 | 000000199012 | 2027-03-10 | 1501001275 | FILTER, 16.5 X 21.5 X 1, PLEATED MDL 40 STANDARD MERV 10 (16 1/2 X 21 1/2 X 1, 16 1/2X21 1/2X1) | 1501001275 - FILTER, 16.5 X 21.5 X 1, PLEATED MDL 40 STANDARD MERV 10 (16 1/2 X 21 1/2 X 1, 16 1/2X21 1/2X1) |  |  |  | 1 |  | 0 | 0 | March | 2027
DAHU-Q-1-RSN | 001 | 000000199013 | 2027-03-10 | 1501001275 | FILTER, 16.5 X 21.5 X 1, PLEATED MDL 40 STANDARD MERV 10 (16 1/2 X 21 1/2 X 1, 16 1/2X21 1/2X1) | 1501001275 - FILTER, 16.5 X 21.5 X 1, PLEATED MDL 40 STANDARD MERV 10 (16 1/2 X 21 1/2 X 1, 16 1/2X21 1/2X1) |  |  |  | 1 |  | 0 | 0 | March | 2027
DAHU-Q-1-RSN | 001 | 000000199014 | 2027-03-10 | 1501001275 | FILTER, 16.5 X 21.5 X 1, PLEATED MDL 40 STANDARD MERV 10 (16 1/2 X 21 1/2 X 1, 16 1/2X21 1/2X1) | 1501001275 - FILTER, 16.5 X 21.5 X 1, PLEATED MDL 40 STANDARD MERV 10 (16 1/2 X 21 1/2 X 1, 16 1/2X21 1/2X1) |  |  |  | 1 |  | 0 | 0 | March | 2027
DAHU-Q-1-RSN | 001 | 000000199015 | 2027-03-10 | 1501001275 | FILTER, 16.5 X 21.5 X 1, PLEATED MDL 40 STANDARD MERV 10 (16 1/2 X 21 1/2 X 1, 16 1/2X21 1/2X1) | 1501001275 - FILTER, 16.5 X 21.5 X 1, PLEATED MDL 40 STANDARD MERV 10 (16 1/2 X 21 1/2 X 1, 16 1/2X21 1/2X1) |  |  |  | 1 |  | 0 | 0 | March | 2027
DAHU-Q-1-RSN | 001 | 000000199016 | 2027-03-10 | 1501001275 | FILTER, 16.5 X 21.5 X 1, PLEATED MDL 40 STANDARD MERV 10 (16 1/2 X 21 1/2 X 1, 16 1/2X21 1/2X1) | 1501001275 - FILTER, 16.5 X 21.5 X 1, PLEATED MDL 40 STANDARD MERV 10 (16 1/2 X 21 1/2 X 1, 16 1/2X21 1/2X1) |  |  |  | 1 |  | 0 | 0 | March | 2027
DAHU-Q-1-RSN | 001 | 000000199017 | 2027-03-10 | 1501001275 | FILTER, 16.5 X 21.5 X 1, PLEATED MDL 40 STANDARD MERV 10 (16 1/2 X 21 1/2 X 1, 16 1/2X21 1/2X1) | 1501001275 - FILTER, 16.5 X 21.5 X 1, PLEATED MDL 40 STANDARD MERV 10 (16 1/2 X 21 1/2 X 1, 16 1/2X21 1/2X1) |  |  |  | 1 |  | 0 | 0 | March | 2027
DAHU-Q-1-RSN | 001 | 000000199018 | 2027-03-10 | 1501001275 | FILTER, 16.5 X 21.5 X 1, PLEATED MDL 40 STANDARD MERV 10 (16 1/2 X 21 1/2 X 1, 16 1/2X21 1/2X1) | 1501001275 - FILTER, 16.5 X 21.5 X 1, PLEATED MDL 40 STANDARD MERV 10 (16 1/2 X 21 1/2 X 1, 16 1/2X21 1/2X1) |  |  |  | 1 |  | 0 | 0 | March | 2027
DAHU-Q-1-RSN | 001 | 000000199019 | 2027-03-10 | 1501001275 | FILTER, 16.5 X 21.5 X 1, PLEATED MDL 40 STANDARD MERV 10 (16 1/2 X 21 1/2 X 1, 16 1/2X21 1/2X1) | 1501001275 - FILTER, 16.5 X 21.5 X 1, PLEATED MDL 40 STANDARD MERV 10 (16 1/2 X 21 1/2 X 1, 16 1/2X21 1/2X1) |  |  |  | 1 |  | 0 | 0 | March | 2027
DAHU-Q-1-RSN | 001 | 000000199020 | 2027-03-10 | 1501001275 | FILTER, 16.5 X 21.5 X 1, PLEATED MDL 40 STANDARD MERV 10 (16 1/2 X 21 1/2 X 1, 16 1/2X21 1/2X1) | 1501001275 - FILTER, 16.5 X 21.5 X 1, PLEATED MDL 40 STANDARD MERV 10 (16 1/2 X 21 1/2 X 1, 16 1/2X21 1/2X1) |  |  |  | 1 |  | 0 | 0 | March | 2027
DAHU-Q-1-RSN | 001 | 000008092349 | 2027-03-10 | 1501001143 | FILTER, 14 X 20 X 1, PLEATED MDL 40 HI-CAP MERV 10 (14X20X1) | 1501001143 - FILTER, 14 X 20 X 1, PLEATED MDL 40 HI-CAP MERV 10 (14X20X1) |  |  |  | 1 |  | 0 | 0 | March | 2027
DAHU-Q-1-RSN | 001 | 000000199022 | 2027-03-10 | 1501001133 | FILTER, 20 X 20 X 1, PLEATED MDL 40 STANDARD MERV 10 (20X20X1) | 1501001133 - FILTER, 20 X 20 X 1, PLEATED MDL 40 STANDARD MERV 10 (20X20X1) |  |  |  | 1 |  | 0 | 0 | March | 2027
DAHU-Q-1-RSN | 001 | 000000199023 | 2027-03-10 | 1501001275 | FILTER, 16.5 X 21.5 X 1, PLEATED MDL 40 STANDARD MERV 10 (16 1/2 X 21 1/2 X 1, 16 1/2X21 1/2X1) | 1501001275 - FILTER, 16.5 X 21.5 X 1, PLEATED MDL 40 STANDARD MERV 10 (16 1/2 X 21 1/2 X 1, 16 1/2X21 1/2X1) |  |  |  | 1 |  | 0 | 0 | March | 2027
DAHU-Q-1-RSN | 001 | 000000199024 | 2027-03-10 | 1501001275 | FILTER, 16.5 X 21.5 X 1, PLEATED MDL 40 STANDARD MERV 10 (16 1/2 X 21 1/2 X 1, 16 1/2X21 1/2X1) | 1501001275 - FILTER, 16.5 X 21.5 X 1, PLEATED MDL 40 STANDARD MERV 10 (16 1/2 X 21 1/2 X 1, 16 1/2X21 1/2X1) |  |  |  | 1 |  | 0 | 0 | March | 2027
DAHU-Q-1-RSN | 001 | 000000199025 | 2027-03-10 | 1501001275 | FILTER, 16.5 X 21.5 X 1, PLEATED MDL 40 STANDARD MERV 10 (16 1/2 X 21 1/2 X 1, 16 1/2X21 1/2X1) | 1501001275 - FILTER, 16.5 X 21.5 X 1, PLEATED MDL 40 STANDARD MERV 10 (16 1/2 X 21 1/2 X 1, 16 1/2X21 1/2X1) |  |  |  | 1 |  | 0 | 0 | March | 2027
DAHU-Q-1-RSN | 001 | 000000199026 | 2027-03-10 | 1501001275 | FILTER, 16.5 X 21.5 X 1, PLEATED MDL 40 STANDARD MERV 10 (16 1/2 X 21 1/2 X 1, 16 1/2X21 1/2X1) | 1501001275 - FILTER, 16.5 X 21.5 X 1, PLEATED MDL 40 STANDARD MERV 10 (16 1/2 X 21 1/2 X 1, 16 1/2X21 1/2X1) |  |  |  | 1 |  | 0 | 0 | March | 2027
DAHU-Q-1-RSN | 001 | 000000199028 | 2027-03-10 | 1501001111 | FILTER, 18 X 18 X 1, PLEATED MDL 40 HI-CAP MERV 10 (18X18X1) | 1501001111 - FILTER, 18 X 18 X 1, PLEATED MDL 40 HI-CAP MERV 10 (18X18X1) |  |  |  | 1 |  | 0 | 0 | March | 2027
DAHU-Q-1-RSN | 001 | 000000199029 | 2027-03-10 | 1501001275 | FILTER, 16.5 X 21.5 X 1, PLEATED MDL 40 STANDARD MERV 10 (16 1/2 X 21 1/2 X 1, 16 1/2X21 1/2X1) | 1501001275 - FILTER, 16.5 X 21.5 X 1, PLEATED MDL 40 STANDARD MERV 10 (16 1/2 X 21 1/2 X 1, 16 1/2X21 1/2X1) |  |  |  | 1 |  | 0 | 0 | March | 2027
DAHU-Q-1-RSN | 001 | 000000199030 | 2027-03-10 | 1501001275 | FILTER, 16.5 X 21.5 X 1, PLEATED MDL 40 STANDARD MERV 10 (16 1/2 X 21 1/2 X 1, 16 1/2X21 1/2X1) | 1501001275 - FILTER, 16.5 X 21.5 X 1, PLEATED MDL 40 STANDARD MERV 10 (16 1/2 X 21 1/2 X 1, 16 1/2X21 1/2X1) |  |  |  | 1 |  | 0 | 0 | March | 2027
DAHU-Q-1-RSN | 001 | 000006094128 | 2027-03-10 | 1501001139 | FILTER, 16 X 20 X 1, PLEATED MDL 40 HI-CAP MERV 10 (16X20X1) (ACTUAL SIZE: 15-1/2"X19-1/2"X3/4") | 1501001139 - FILTER, 16 X 20 X 1, PLEATED MDL 40 HI-CAP MERV 10 (16X20X1) (ACTUAL SIZE: 15-1/2"X19-1/2"X3/4") |  |  |  | 1 |  | 0 | 0 | March | 2027
DAHU-Q-1-RSN | 001 | 000008093126 | 2027-03-17 | 1501001139 | FILTER, 16 X 20 X 1, PLEATED MDL 40 HI-CAP MERV 10 (16X20X1) (ACTUAL SIZE: 15-1/2"X19-1/2"X3/4") | 1501001139 - FILTER, 16 X 20 X 1, PLEATED MDL 40 HI-CAP MERV 10 (16X20X1) (ACTUAL SIZE: 15-1/2"X19-1/2"X3/4") |  |  |  | 1 |  | 0 | 0 | March | 2027
DAHU-Q-1-RSN | 001 | 000000199031 | 2027-03-17 | 1501001275 | FILTER, 16.5 X 21.5 X 1, PLEATED MDL 40 STANDARD MERV 10 (16 1/2 X 21 1/2 X 1, 16 1/2X21 1/2X1) | 1501001275 - FILTER, 16.5 X 21.5 X 1, PLEATED MDL 40 STANDARD MERV 10 (16 1/2 X 21 1/2 X 1, 16 1/2X21 1/2X1) |  |  |  | 1 |  | 0 | 0 | March | 2027
DAHU-Q-1-RSN | 001 | 000000199032 | 2027-03-17 | 1501001275 | FILTER, 16.5 X 21.5 X 1, PLEATED MDL 40 STANDARD MERV 10 (16 1/2 X 21 1/2 X 1, 16 1/2X21 1/2X1) | 1501001275 - FILTER, 16.5 X 21.5 X 1, PLEATED MDL 40 STANDARD MERV 10 (16 1/2 X 21 1/2 X 1, 16 1/2X21 1/2X1) |  |  |  | 1 |  | 0 | 0 | March | 2027
DAHU-Q-1-RSN | 001 | 000000199033 | 2027-03-17 | 1501001275 | FILTER, 16.5 X 21.5 X 1, PLEATED MDL 40 STANDARD MERV 10 (16 1/2 X 21 1/2 X 1, 16 1/2X21 1/2X1) | 1501001275 - FILTER, 16.5 X 21.5 X 1, PLEATED MDL 40 STANDARD MERV 10 (16 1/2 X 21 1/2 X 1, 16 1/2X21 1/2X1) |  |  |  | 1 |  | 0 | 0 | March | 2027
DAHU-Q-1-RSN | 001 | 000000199034 | 2027-03-17 | 1501001275 | FILTER, 16.5 X 21.5 X 1, PLEATED MDL 40 STANDARD MERV 10 (16 1/2 X 21 1/2 X 1, 16 1/2X21 1/2X1) | 1501001275 - FILTER, 16.5 X 21.5 X 1, PLEATED MDL 40 STANDARD MERV 10 (16 1/2 X 21 1/2 X 1, 16 1/2X21 1/2X1) |  |  |  | 1 |  | 0 | 0 | March | 2027
DAHU-Q-1-RSN | 001 | 000000199035 | 2027-03-17 | 1501001275 | FILTER, 16.5 X 21.5 X 1, PLEATED MDL 40 STANDARD MERV 10 (16 1/2 X 21 1/2 X 1, 16 1/2X21 1/2X1) | 1501001275 - FILTER, 16.5 X 21.5 X 1, PLEATED MDL 40 STANDARD MERV 10 (16 1/2 X 21 1/2 X 1, 16 1/2X21 1/2X1) |  |  |  | 1 |  | 0 | 0 | March | 2027
DAHU-Q-1-RSN | 001 | 000000199036 | 2027-03-17 | 1501001275 | FILTER, 16.5 X 21.5 X 1, PLEATED MDL 40 STANDARD MERV 10 (16 1/2 X 21 1/2 X 1, 16 1/2X21 1/2X1) | 1501001275 - FILTER, 16.5 X 21.5 X 1, PLEATED MDL 40 STANDARD MERV 10 (16 1/2 X 21 1/2 X 1, 16 1/2X21 1/2X1) |  |  |  | 1 |  | 0 | 0 | March | 2027
DAHU-Q-1-RSN | 001 | 000008092351 | 2027-03-17 | 1501001111 | FILTER, 18 X 18 X 1, PLEATED MDL 40 HI-CAP MERV 10 (18X18X1) | 1501001111 - FILTER, 18 X 18 X 1, PLEATED MDL 40 HI-CAP MERV 10 (18X18X1) |  |  |  | 1 |  | 0 | 0 | March | 2027
DAHU-Q-1-RSN | 001 | 000000199038 | 2027-03-17 | 1501001133 | FILTER, 20 X 20 X 1, PLEATED MDL 40 STANDARD MERV 10 (20X20X1) | 1501001133 - FILTER, 20 X 20 X 1, PLEATED MDL 40 STANDARD MERV 10 (20X20X1) |  |  |  | 1 |  | 0 | 0 | March | 2027
DAHU-Q-1-RSN | 001 | 000000199039 | 2027-03-17 | 1501001275 | FILTER, 16.5 X 21.5 X 1, PLEATED MDL 40 STANDARD MERV 10 (16 1/2 X 21 1/2 X 1, 16 1/2X21 1/2X1) | 1501001275 - FILTER, 16.5 X 21.5 X 1, PLEATED MDL 40 STANDARD MERV 10 (16 1/2 X 21 1/2 X 1, 16 1/2X21 1/2X1) |  |  |  | 1 |  | 0 | 0 | March | 2027
DAHU-Q-1-RSN | 001 | 000000199040 | 2027-03-17 | 1501001275 | FILTER, 16.5 X 21.5 X 1, PLEATED MDL 40 STANDARD MERV 10 (16 1/2 X 21 1/2 X 1, 16 1/2X21 1/2X1) | 1501001275 - FILTER, 16.5 X 21.5 X 1, PLEATED MDL 40 STANDARD MERV 10 (16 1/2 X 21 1/2 X 1, 16 1/2X21 1/2X1) |  |  |  | 1 |  | 0 | 0 | March | 2027
DAHU-Q-1-RSN | 001 | 000000199041 | 2027-03-17 | 1501001275 | FILTER, 16.5 X 21.5 X 1, PLEATED MDL 40 STANDARD MERV 10 (16 1/2 X 21 1/2 X 1, 16 1/2X21 1/2X1) | 1501001275 - FILTER, 16.5 X 21.5 X 1, PLEATED MDL 40 STANDARD MERV 10 (16 1/2 X 21 1/2 X 1, 16 1/2X21 1/2X1) |  |  |  | 1 |  | 0 | 0 | March | 2027
DAHU-Q-1-RSN | 001 | 000000199042 | 2027-03-17 | 1501001275 | FILTER, 16.5 X 21.5 X 1, PLEATED MDL 40 STANDARD MERV 10 (16 1/2 X 21 1/2 X 1, 16 1/2X21 1/2X1) | 1501001275 - FILTER, 16.5 X 21.5 X 1, PLEATED MDL 40 STANDARD MERV 10 (16 1/2 X 21 1/2 X 1, 16 1/2X21 1/2X1) |  |  |  | 1 |  | 0 | 0 | March | 2027
DAHU-Q-1-RSN | 001 | 000000199044 | 2027-03-17 | 1501001111 | FILTER, 18 X 18 X 1, PLEATED MDL 40 HI-CAP MERV 10 (18X18X1) | 1501001111 - FILTER, 18 X 18 X 1, PLEATED MDL 40 HI-CAP MERV 10 (18X18X1) |  |  |  | 1 |  | 0 | 0 | March | 2027
DAHU-Q-1-RSN | 001 | 000000199045 | 2027-03-17 | 1501001275 | FILTER, 16.5 X 21.5 X 1, PLEATED MDL 40 STANDARD MERV 10 (16 1/2 X 21 1/2 X 1, 16 1/2X21 1/2X1) | 1501001275 - FILTER, 16.5 X 21.5 X 1, PLEATED MDL 40 STANDARD MERV 10 (16 1/2 X 21 1/2 X 1, 16 1/2X21 1/2X1) |  |  |  | 1 |  | 0 | 0 | March | 2027
DAHU-Q-1-RSN | 001 | 000000199046 | 2027-03-17 | 1501001275 | FILTER, 16.5 X 21.5 X 1, PLEATED MDL 40 STANDARD MERV 10 (16 1/2 X 21 1/2 X 1, 16 1/2X21 1/2X1) | 1501001275 - FILTER, 16.5 X 21.5 X 1, PLEATED MDL 40 STANDARD MERV 10 (16 1/2 X 21 1/2 X 1, 16 1/2X21 1/2X1) |  |  |  | 1 |  | 0 | 0 | March | 2027
DAHU-Q-1-RSN | 001 | 000000199047 | 2027-03-17 | 1501001275 | FILTER, 16.5 X 21.5 X 1, PLEATED MDL 40 STANDARD MERV 10 (16 1/2 X 21 1/2 X 1, 16 1/2X21 1/2X1) | 1501001275 - FILTER, 16.5 X 21.5 X 1, PLEATED MDL 40 STANDARD MERV 10 (16 1/2 X 21 1/2 X 1, 16 1/2X21 1/2X1) |  |  |  | 1 |  | 0 | 0 | March | 2027
DAHU-Q-1-RSN | 001 | 000000199048 | 2027-03-17 | 1501001275 | FILTER, 16.5 X 21.5 X 1, PLEATED MDL 40 STANDARD MERV 10 (16 1/2 X 21 1/2 X 1, 16 1/2X21 1/2X1) | 1501001275 - FILTER, 16.5 X 21.5 X 1, PLEATED MDL 40 STANDARD MERV 10 (16 1/2 X 21 1/2 X 1, 16 1/2X21 1/2X1) |  |  |  | 1 |  | 0 | 0 | March | 2027
DAHU-Q-1-RSN | 001 | 000000199049 | 2027-03-17 | 1501001275 | FILTER, 16.5 X 21.5 X 1, PLEATED MDL 40 STANDARD MERV 10 (16 1/2 X 21 1/2 X 1, 16 1/2X21 1/2X1) | 1501001275 - FILTER, 16.5 X 21.5 X 1, PLEATED MDL 40 STANDARD MERV 10 (16 1/2 X 21 1/2 X 1, 16 1/2X21 1/2X1) |  |  |  | 1 |  | 0 | 0 | March | 2027
DAHU-Q-1-RSN | 001 | 000000199050 | 2027-03-17 | 1501001275 | FILTER, 16.5 X 21.5 X 1, PLEATED MDL 40 STANDARD MERV 10 (16 1/2 X 21 1/2 X 1, 16 1/2X21 1/2X1) | 1501001275 - FILTER, 16.5 X 21.5 X 1, PLEATED MDL 40 STANDARD MERV 10 (16 1/2 X 21 1/2 X 1, 16 1/2X21 1/2X1) |  |  |  | 1 |  | 0 | 0 | March | 2027
DAHU-Q-1-RSN | 001 | 000000199051 | 2027-03-17 | 1501001275 | FILTER, 16.5 X 21.5 X 1, PLEATED MDL 40 STANDARD MERV 10 (16 1/2 X 21 1/2 X 1, 16 1/2X21 1/2X1) | 1501001275 - FILTER, 16.5 X 21.5 X 1, PLEATED MDL 40 STANDARD MERV 10 (16 1/2 X 21 1/2 X 1, 16 1/2X21 1/2X1) |  |  |  | 1 |  | 0 | 0 | March | 2027
DAHU-Q-1-RSN | 001 | 000000199052 | 2027-03-17 | 1501001275 | FILTER, 16.5 X 21.5 X 1, PLEATED MDL 40 STANDARD MERV 10 (16 1/2 X 21 1/2 X 1, 16 1/2X21 1/2X1) | 1501001275 - FILTER, 16.5 X 21.5 X 1, PLEATED MDL 40 STANDARD MERV 10 (16 1/2 X 21 1/2 X 1, 16 1/2X21 1/2X1) |  |  |  | 1 |  | 0 | 0 | March | 2027
DAHU-Q-1-RSN | 001 | 000008092353 | 2027-03-17 | 1501001143 | FILTER, 14 X 20 X 1, PLEATED MDL 40 HI-CAP MERV 10 (14X20X1) | 1501001143 - FILTER, 14 X 20 X 1, PLEATED MDL 40 HI-CAP MERV 10 (14X20X1) |  |  |  | 1 |  | 0 | 0 | March | 2027
DAHU-Q-1-RSN | 001 | 000000199054 | 2027-03-17 | 1501001133 | FILTER, 20 X 20 X 1, PLEATED MDL 40 STANDARD MERV 10 (20X20X1) | 1501001133 - FILTER, 20 X 20 X 1, PLEATED MDL 40 STANDARD MERV 10 (20X20X1) |  |  |  | 1 |  | 0 | 0 | March | 2027
DAHU-Q-1-RSN | 001 | 000000199055 | 2027-03-17 | 1501001275 | FILTER, 16.5 X 21.5 X 1, PLEATED MDL 40 STANDARD MERV 10 (16 1/2 X 21 1/2 X 1, 16 1/2X21 1/2X1) | 1501001275 - FILTER, 16.5 X 21.5 X 1, PLEATED MDL 40 STANDARD MERV 10 (16 1/2 X 21 1/2 X 1, 16 1/2X21 1/2X1) |  |  |  | 1 |  | 0 | 0 | March | 2027
DAHU-Q-1-RSN | 001 | 000000199056 | 2027-03-17 | 1501001275 | FILTER, 16.5 X 21.5 X 1, PLEATED MDL 40 STANDARD MERV 10 (16 1/2 X 21 1/2 X 1, 16 1/2X21 1/2X1) | 1501001275 - FILTER, 16.5 X 21.5 X 1, PLEATED MDL 40 STANDARD MERV 10 (16 1/2 X 21 1/2 X 1, 16 1/2X21 1/2X1) |  |  |  | 1 |  | 0 | 0 | March | 2027
DAHU-Q-1-RSN | 001 | 000000199057 | 2027-03-17 | 1501001275 | FILTER, 16.5 X 21.5 X 1, PLEATED MDL 40 STANDARD MERV 10 (16 1/2 X 21 1/2 X 1, 16 1/2X21 1/2X1) | 1501001275 - FILTER, 16.5 X 21.5 X 1, PLEATED MDL 40 STANDARD MERV 10 (16 1/2 X 21 1/2 X 1, 16 1/2X21 1/2X1) |  |  |  | 1 |  | 0 | 0 | March | 2027
DAHU-Q-1-RSN | 001 | 000000199058 | 2027-03-17 | 1501001275 | FILTER, 16.5 X 21.5 X 1, PLEATED MDL 40 STANDARD MERV 10 (16 1/2 X 21 1/2 X 1, 16 1/2X21 1/2X1) | 1501001275 - FILTER, 16.5 X 21.5 X 1, PLEATED MDL 40 STANDARD MERV 10 (16 1/2 X 21 1/2 X 1, 16 1/2X21 1/2X1) |  |  |  | 1 |  | 0 | 0 | March | 2027
DAHU-Q-1-RSN | 001 | 000000199059 | 2027-03-17 | 1501001111 | FILTER, 18 X 18 X 1, PLEATED MDL 40 HI-CAP MERV 10 (18X18X1) | 1501001111 - FILTER, 18 X 18 X 1, PLEATED MDL 40 HI-CAP MERV 10 (18X18X1) |  |  |  | 1 |  | 0 | 0 | March | 2027
DAHU-Q-1-RSN | 001 | 000002090008 | 2027-03-17 | 1501001275 | FILTER, 16.5 X 21.5 X 1, PLEATED MDL 40 STANDARD MERV 10 (16 1/2 X 21 1/2 X 1, 16 1/2X21 1/2X1) | 1501001275 - FILTER, 16.5 X 21.5 X 1, PLEATED MDL 40 STANDARD MERV 10 (16 1/2 X 21 1/2 X 1, 16 1/2X21 1/2X1) |  |  |  | 1 |  | 0 | 0 | March | 2027
DAHU-Q-1-RSN | 001 | 000000199061 | 2027-03-17 | 1501001275 | FILTER, 16.5 X 21.5 X 1, PLEATED MDL 40 STANDARD MERV 10 (16 1/2 X 21 1/2 X 1, 16 1/2X21 1/2X1) | 1501001275 - FILTER, 16.5 X 21.5 X 1, PLEATED MDL 40 STANDARD MERV 10 (16 1/2 X 21 1/2 X 1, 16 1/2X21 1/2X1) |  |  |  | 1 |  | 0 | 0 | March | 2027
DAHU-Q-1-RSN | 001 | 000000199062 | 2027-03-17 | 1501001275 | FILTER, 16.5 X 21.5 X 1, PLEATED MDL 40 STANDARD MERV 10 (16 1/2 X 21 1/2 X 1, 16 1/2X21 1/2X1) | 1501001275 - FILTER, 16.5 X 21.5 X 1, PLEATED MDL 40 STANDARD MERV 10 (16 1/2 X 21 1/2 X 1, 16 1/2X21 1/2X1) |  |  |  | 1 |  | 0 | 0 | March | 2027
DAHU-Q-1-RSN | 001 | 000000199063 | 2027-03-17 | 1501001275 | FILTER, 16.5 X 21.5 X 1, PLEATED MDL 40 STANDARD MERV 10 (16 1/2 X 21 1/2 X 1, 16 1/2X21 1/2X1) | 1501001275 - FILTER, 16.5 X 21.5 X 1, PLEATED MDL 40 STANDARD MERV 10 (16 1/2 X 21 1/2 X 1, 16 1/2X21 1/2X1) |  |  |  | 1 |  | 0 | 0 | March | 2027
DAHU-Q-1-RSN | 001 | 000000199064 | 2027-03-17 | 1501001275 | FILTER, 16.5 X 21.5 X 1, PLEATED MDL 40 STANDARD MERV 10 (16 1/2 X 21 1/2 X 1, 16 1/2X21 1/2X1) | 1501001275 - FILTER, 16.5 X 21.5 X 1, PLEATED MDL 40 STANDARD MERV 10 (16 1/2 X 21 1/2 X 1, 16 1/2X21 1/2X1) |  |  |  | 1 |  | 0 | 0 | March | 2027
B0903 AHU11 Q | 001 | 000000197010 | 2026-07-06 | 1501002233 | FILTER, 30/30, DUAL 9, HIGH-CAPACITY, MERV 9, 20X24X2 | 1501002233 - FILTER, 30/30, DUAL 9, HIGH-CAPACITY, MERV 9, 20X24X2 |  |  |  | 4 |  | 0 | 0 | July | 2026
B0903 AHU11 Q | 001 | 000000197010 | 2026-07-06 | 1501002234 | FILTER, 30/30, DUAL 9, HIGH-CAPACITY, MERV 9, 24X24X2 | 1501002234 - FILTER, 30/30, DUAL 9, HIGH-CAPACITY, MERV 9, 24X24X2 |  |  |  | 6 |  | 0 | 0 | July | 2026
B0903 AHU12 Q | 001 | 000000197011 | 2026-07-06 | 1501002233 | FILTER, 30/30, DUAL 9, HIGH-CAPACITY, MERV 9, 20X24X2 | 1501002233 - FILTER, 30/30, DUAL 9, HIGH-CAPACITY, MERV 9, 20X24X2 |  |  |  | 6 |  | 0 | 0 | July | 2026
B0903 AHU5 S | 001 | 000000197004 | 2026-07-06 | 1501002233 | FILTER, 30/30, DUAL 9, HIGH-CAPACITY, MERV 9, 20X24X2 | 1501002233 - FILTER, 30/30, DUAL 9, HIGH-CAPACITY, MERV 9, 20X24X2 |  |  |  | 3 |  | 0 | 0 | July | 2026
B0903 AHU5 S | 001 | 000000197004 | 2026-07-06 | 1501002234 | FILTER, 30/30, DUAL 9, HIGH-CAPACITY, MERV 9, 24X24X2 | 1501002234 - FILTER, 30/30, DUAL 9, HIGH-CAPACITY, MERV 9, 24X24X2 |  |  |  | 3 |  | 0 | 0 | July | 2026
B0903 AHU6 S | 001 | 000000197005 | 2026-07-06 | 1501002234 | FILTER, 30/30, DUAL 9, HIGH-CAPACITY, MERV 9, 24X24X2 | 1501002234 - FILTER, 30/30, DUAL 9, HIGH-CAPACITY, MERV 9, 24X24X2 |  |  |  | 8 |  | 0 | 0 | July | 2026
FCU-Q-1-RSN | 001 | 000000197149 | 2026-07-14 | 1501001133 | FILTER, 20 X 20 X 1, PLEATED MDL 40 STANDARD MERV 10 (20X20X1) | 1501001133 - FILTER, 20 X 20 X 1, PLEATED MDL 40 STANDARD MERV 10 (20X20X1) |  |  |  | 1 |  | 0 | 0 | July | 2026
B0903 AHU1 Q | 001 | 000000197000 | 2026-08-03 | 1501002233 | FILTER, 30/30, DUAL 9, HIGH-CAPACITY, MERV 9, 20X24X2 | 1501002233 - FILTER, 30/30, DUAL 9, HIGH-CAPACITY, MERV 9, 20X24X2 |  |  |  | 2 |  | 0 | 0 | August | 2026
B0903 AHU1 Q | 001 | 000000197000 | 2026-08-03 | 1501002234 | FILTER, 30/30, DUAL 9, HIGH-CAPACITY, MERV 9, 24X24X2 | 1501002234 - FILTER, 30/30, DUAL 9, HIGH-CAPACITY, MERV 9, 24X24X2 |  |  |  | 6 |  | 0 | 0 | August | 2026
B0903 AHU2 Q | 001 | 000000197001 | 2026-08-03 | 1501002234 | FILTER, 30/30, DUAL 9, HIGH-CAPACITY, MERV 9, 24X24X2 | 1501002234 - FILTER, 30/30, DUAL 9, HIGH-CAPACITY, MERV 9, 24X24X2 |  |  |  | 8 |  | 0 | 0 | August | 2026
B0903 AHU7 S | 001 | 000000197006 | 2026-08-03 | 1501002234 | FILTER, 30/30, DUAL 9, HIGH-CAPACITY, MERV 9, 24X24X2 | 1501002234 - FILTER, 30/30, DUAL 9, HIGH-CAPACITY, MERV 9, 24X24X2 |  |  |  | 6 |  | 0 | 0 | August | 2026
B0903 AHU8 S | 001 | 000000197007 | 2026-08-03 | 1501002234 | FILTER, 30/30, DUAL 9, HIGH-CAPACITY, MERV 9, 24X24X2 | 1501002234 - FILTER, 30/30, DUAL 9, HIGH-CAPACITY, MERV 9, 24X24X2 |  |  |  | 8 |  | 0 | 0 | August | 2026
B0903 AHU10 S | 001 | 000000197009 | 2026-09-03 | 1501002233 | FILTER, 30/30, DUAL 9, HIGH-CAPACITY, MERV 9, 20X24X2 | 1501002233 - FILTER, 30/30, DUAL 9, HIGH-CAPACITY, MERV 9, 20X24X2 |  |  |  | 2 |  | 0 | 0 | September | 2026
B0903 AHU10 S | 001 | 000000197009 | 2026-09-03 | 1501002234 | FILTER, 30/30, DUAL 9, HIGH-CAPACITY, MERV 9, 24X24X2 | 1501002234 - FILTER, 30/30, DUAL 9, HIGH-CAPACITY, MERV 9, 24X24X2 |  |  |  | 6 |  | 0 | 0 | September | 2026
B0903 AHU3 Q | 001 | 000000197002 | 2026-09-03 | 1501002233 | FILTER, 30/30, DUAL 9, HIGH-CAPACITY, MERV 9, 20X24X2 | 1501002233 - FILTER, 30/30, DUAL 9, HIGH-CAPACITY, MERV 9, 20X24X2 |  |  |  | 3 |  | 0 | 0 | September | 2026
B0903 AHU3 Q | 001 | 000000197002 | 2026-09-03 | 1501002234 | FILTER, 30/30, DUAL 9, HIGH-CAPACITY, MERV 9, 24X24X2 | 1501002234 - FILTER, 30/30, DUAL 9, HIGH-CAPACITY, MERV 9, 24X24X2 |  |  |  | 3 |  | 0 | 0 | September | 2026
B0903 AHU4 Q | 001 | 000000197003 | 2026-09-03 | 1501002233 | FILTER, 30/30, DUAL 9, HIGH-CAPACITY, MERV 9, 20X24X2 | 1501002233 - FILTER, 30/30, DUAL 9, HIGH-CAPACITY, MERV 9, 20X24X2 |  |  |  | 2 |  | 0 | 0 | September | 2026
B0903 AHU4 Q | 001 | 000000197003 | 2026-09-03 | 1501002234 | FILTER, 30/30, DUAL 9, HIGH-CAPACITY, MERV 9, 24X24X2 | 1501002234 - FILTER, 30/30, DUAL 9, HIGH-CAPACITY, MERV 9, 24X24X2 |  |  |  | 6 |  | 0 | 0 | September | 2026
B0903 AHU9 S | 001 | 000000197008 | 2026-09-03 | 1501002233 | FILTER, 30/30, DUAL 9, HIGH-CAPACITY, MERV 9, 20X24X2 | 1501002233 - FILTER, 30/30, DUAL 9, HIGH-CAPACITY, MERV 9, 20X24X2 |  |  |  | 2 |  | 0 | 0 | September | 2026
B0903 AHU9 S | 001 | 000000197008 | 2026-09-03 | 1501002234 | FILTER, 30/30, DUAL 9, HIGH-CAPACITY, MERV 9, 24X24X2 | 1501002234 - FILTER, 30/30, DUAL 9, HIGH-CAPACITY, MERV 9, 24X24X2 |  |  |  | 6 |  | 0 | 0 | September | 2026
FCU-Q-1-RSN | 001 | 000000197148 | 2026-09-18 | 1501001139 | FILTER, 16 X 20 X 1, PLEATED MDL 40 HI-CAP MERV 10 (16X20X1) (ACTUAL SIZE: 15-1/2"X19-1/2"X3/4") | 1501001139 - FILTER, 16 X 20 X 1, PLEATED MDL 40 HI-CAP MERV 10 (16X20X1) (ACTUAL SIZE: 15-1/2"X19-1/2"X3/4") |  |  |  | 1 |  | 0 | 0 | September | 2026
B0903 AHU11 S | 001 | 000000197010 | 2026-10-05 | 1501002233 | FILTER, 30/30, DUAL 9, HIGH-CAPACITY, MERV 9, 20X24X2 | 1501002233 - FILTER, 30/30, DUAL 9, HIGH-CAPACITY, MERV 9, 20X24X2 |  |  |  | 4 |  | 0 | 0 | October | 2026
B0903 AHU11 S | 001 | 000000197010 | 2026-10-05 | 1501002234 | FILTER, 30/30, DUAL 9, HIGH-CAPACITY, MERV 9, 24X24X2 | 1501002234 - FILTER, 30/30, DUAL 9, HIGH-CAPACITY, MERV 9, 24X24X2 |  |  |  | 6 |  | 0 | 0 | October | 2026
B0903 AHU12 S | 001 | 000000197011 | 2026-10-05 | 1501002233 | FILTER, 30/30, DUAL 9, HIGH-CAPACITY, MERV 9, 20X24X2 | 1501002233 - FILTER, 30/30, DUAL 9, HIGH-CAPACITY, MERV 9, 20X24X2 |  |  |  | 6 |  | 0 | 0 | October | 2026
B0903 AHU5 Q | 001 | 000000197004 | 2026-10-05 | 1501002233 | FILTER, 30/30, DUAL 9, HIGH-CAPACITY, MERV 9, 20X24X2 | 1501002233 - FILTER, 30/30, DUAL 9, HIGH-CAPACITY, MERV 9, 20X24X2 |  |  |  | 3 |  | 0 | 0 | October | 2026
B0903 AHU5 Q | 001 | 000000197004 | 2026-10-05 | 1501002234 | FILTER, 30/30, DUAL 9, HIGH-CAPACITY, MERV 9, 24X24X2 | 1501002234 - FILTER, 30/30, DUAL 9, HIGH-CAPACITY, MERV 9, 24X24X2 |  |  |  | 3 |  | 0 | 0 | October | 2026
B0903 AHU6 Q | 001 | 000000197005 | 2026-10-05 | 1501002234 | FILTER, 30/30, DUAL 9, HIGH-CAPACITY, MERV 9, 24X24X2 | 1501002234 - FILTER, 30/30, DUAL 9, HIGH-CAPACITY, MERV 9, 24X24X2 |  |  |  | 8 |  | 0 | 0 | October | 2026
FCU-Q-1-RSN | 001 | 000000197149 | 2026-10-14 | 1501001133 | FILTER, 20 X 20 X 1, PLEATED MDL 40 STANDARD MERV 10 (20X20X1) | 1501001133 - FILTER, 20 X 20 X 1, PLEATED MDL 40 STANDARD MERV 10 (20X20X1) |  |  |  | 1 |  | 0 | 0 | October | 2026
B0903 AHU1 A | 001 | 000000197000 | 2026-11-03 | 1501002233 | FILTER, 30/30, DUAL 9, HIGH-CAPACITY, MERV 9, 20X24X2 | 1501002233 - FILTER, 30/30, DUAL 9, HIGH-CAPACITY, MERV 9, 20X24X2 |  |  |  | 2 |  | 0 | 0 | November | 2026
B0903 AHU1 A | 001 | 000000197000 | 2026-11-03 | 1501002234 | FILTER, 30/30, DUAL 9, HIGH-CAPACITY, MERV 9, 24X24X2 | 1501002234 - FILTER, 30/30, DUAL 9, HIGH-CAPACITY, MERV 9, 24X24X2 |  |  |  | 6 |  | 0 | 0 | November | 2026
B0903 AHU1 A | 001 | 000000197000 | 2026-11-03 | 1501002210 | FILTER, BAG, 24X24X12, MERV14A, CAMFIL 10P, 405619A12 | 1501002210 - FILTER, BAG, 24X24X12, MERV14A, CAMFIL 10P, 405619A12 |  |  |  | 6 |  | 0 | 0 | November | 2026
B0903 AHU1 A | 001 | 000000197000 | 2026-11-03 | 1501002208 | FILTER, BAG, 24X20X12, HEIGHT X WIDTH X DEPTH, (VERTICAL CONFIGURATION), MERV14A, CAMFIL 8P, 405619B12 (REPLACES 1501003005) | 1501002208 - FILTER, BAG, 24X20X12, HEIGHT X WIDTH X DEPTH, (VERTICAL CONFIGURATION), MERV14A, CAMFIL 8P, 405619B12 (REPLACES 1501003005) |  |  |  | 2 |  | 0 | 0 | November | 2026
B0903 AHU2 A | 001 | 000000197001 | 2026-11-03 | 1501002234 | FILTER, 30/30, DUAL 9, HIGH-CAPACITY, MERV 9, 24X24X2 | 1501002234 - FILTER, 30/30, DUAL 9, HIGH-CAPACITY, MERV 9, 24X24X2 |  |  |  | 8 |  | 0 | 0 | November | 2026
B0903 AHU2 A | 001 | 000000197001 | 2026-11-03 | 1501002210 | FILTER, BAG, 24X24X12, MERV14A, CAMFIL 10P, 405619A12 | 1501002210 - FILTER, BAG, 24X24X12, MERV14A, CAMFIL 10P, 405619A12 |  |  |  | 8 |  | 0 | 0 | November | 2026
B0903 AHU7 Q | 001 | 000000197006 | 2026-11-03 | 1501002234 | FILTER, 30/30, DUAL 9, HIGH-CAPACITY, MERV 9, 24X24X2 | 1501002234 - FILTER, 30/30, DUAL 9, HIGH-CAPACITY, MERV 9, 24X24X2 |  |  |  | 6 |  | 0 | 0 | November | 2026
B0903 AHU8 Q | 001 | 000000197007 | 2026-11-03 | 1501002234 | FILTER, 30/30, DUAL 9, HIGH-CAPACITY, MERV 9, 24X24X2 | 1501002234 - FILTER, 30/30, DUAL 9, HIGH-CAPACITY, MERV 9, 24X24X2 |  |  |  | 8 |  | 0 | 0 | November | 2026
B0903 AHU10 Q | 001 | 000000197009 | 2026-12-03 | 1501002233 | FILTER, 30/30, DUAL 9, HIGH-CAPACITY, MERV 9, 20X24X2 | 1501002233 - FILTER, 30/30, DUAL 9, HIGH-CAPACITY, MERV 9, 20X24X2 |  |  |  | 2 |  | 0 | 0 | December | 2026
B0903 AHU10 Q | 001 | 000000197009 | 2026-12-03 | 1501002234 | FILTER, 30/30, DUAL 9, HIGH-CAPACITY, MERV 9, 24X24X2 | 1501002234 - FILTER, 30/30, DUAL 9, HIGH-CAPACITY, MERV 9, 24X24X2 |  |  |  | 6 |  | 0 | 0 | December | 2026
B0903 AHU3 A | 001 | 000000197002 | 2026-12-03 | 1501002233 | FILTER, 30/30, DUAL 9, HIGH-CAPACITY, MERV 9, 20X24X2 | 1501002233 - FILTER, 30/30, DUAL 9, HIGH-CAPACITY, MERV 9, 20X24X2 |  |  |  | 3 |  | 0 | 0 | December | 2026
B0903 AHU3 A | 001 | 000000197002 | 2026-12-03 | 1501002234 | FILTER, 30/30, DUAL 9, HIGH-CAPACITY, MERV 9, 24X24X2 | 1501002234 - FILTER, 30/30, DUAL 9, HIGH-CAPACITY, MERV 9, 24X24X2 |  |  |  | 3 |  | 0 | 0 | December | 2026
B0903 AHU3 A | 001 | 000000197002 | 2026-12-03 | 1501002210 | FILTER, BAG, 24X24X12, MERV14A, CAMFIL 10P, 405619A12 | 1501002210 - FILTER, BAG, 24X24X12, MERV14A, CAMFIL 10P, 405619A12 |  |  |  | 3 |  | 0 | 0 | December | 2026
B0903 AHU3 A | 001 | 000000197002 | 2026-12-03 | 1501002208 | FILTER, BAG, 24X20X12, HEIGHT X WIDTH X DEPTH, (VERTICAL CONFIGURATION), MERV14A, CAMFIL 8P, 405619B12 (REPLACES 1501003005) | 1501002208 - FILTER, BAG, 24X20X12, HEIGHT X WIDTH X DEPTH, (VERTICAL CONFIGURATION), MERV14A, CAMFIL 8P, 405619B12 (REPLACES 1501003005) |  |  |  | 3 |  | 0 | 0 | December | 2026
B0903 AHU4 A | 001 | 000000197003 | 2026-12-03 | 1501002233 | FILTER, 30/30, DUAL 9, HIGH-CAPACITY, MERV 9, 20X24X2 | 1501002233 - FILTER, 30/30, DUAL 9, HIGH-CAPACITY, MERV 9, 20X24X2 |  |  |  | 2 |  | 0 | 0 | December | 2026
B0903 AHU4 A | 001 | 000000197003 | 2026-12-03 | 1501002234 | FILTER, 30/30, DUAL 9, HIGH-CAPACITY, MERV 9, 24X24X2 | 1501002234 - FILTER, 30/30, DUAL 9, HIGH-CAPACITY, MERV 9, 24X24X2 |  |  |  | 6 |  | 0 | 0 | December | 2026
B0903 AHU4 A | 001 | 000000197003 | 2026-12-03 | 1501002210 | FILTER, BAG, 24X24X12, MERV14A, CAMFIL 10P, 405619A12 | 1501002210 - FILTER, BAG, 24X24X12, MERV14A, CAMFIL 10P, 405619A12 |  |  |  | 6 |  | 0 | 0 | December | 2026
B0903 AHU4 A | 001 | 000000197003 | 2026-12-03 | 1501002208 | FILTER, BAG, 24X20X12, HEIGHT X WIDTH X DEPTH, (VERTICAL CONFIGURATION), MERV14A, CAMFIL 8P, 405619B12 (REPLACES 1501003005) | 1501002208 - FILTER, BAG, 24X20X12, HEIGHT X WIDTH X DEPTH, (VERTICAL CONFIGURATION), MERV14A, CAMFIL 8P, 405619B12 (REPLACES 1501003005) |  |  |  | 2 |  | 0 | 0 | December | 2026
B0903 AHU9 Q | 001 | 000000197008 | 2026-12-03 | 1501002233 | FILTER, 30/30, DUAL 9, HIGH-CAPACITY, MERV 9, 20X24X2 | 1501002233 - FILTER, 30/30, DUAL 9, HIGH-CAPACITY, MERV 9, 20X24X2 |  |  |  | 2 |  | 0 | 0 | December | 2026
B0903 AHU9 Q | 001 | 000000197008 | 2026-12-03 | 1501002234 | FILTER, 30/30, DUAL 9, HIGH-CAPACITY, MERV 9, 24X24X2 | 1501002234 - FILTER, 30/30, DUAL 9, HIGH-CAPACITY, MERV 9, 24X24X2 |  |  |  | 6 |  | 0 | 0 | December | 2026
FCU-Q-1-RSN | 001 | 000000197148 | 2026-12-18 | 1501001139 | FILTER, 16 X 20 X 1, PLEATED MDL 40 HI-CAP MERV 10 (16X20X1) (ACTUAL SIZE: 15-1/2"X19-1/2"X3/4") | 1501001139 - FILTER, 16 X 20 X 1, PLEATED MDL 40 HI-CAP MERV 10 (16X20X1) (ACTUAL SIZE: 15-1/2"X19-1/2"X3/4") |  |  |  | 1 |  | 0 | 0 | December | 2026
B0903 AHU11 Q | 001 | 000000197010 | 2027-01-04 | 1501002233 | FILTER, 30/30, DUAL 9, HIGH-CAPACITY, MERV 9, 20X24X2 | 1501002233 - FILTER, 30/30, DUAL 9, HIGH-CAPACITY, MERV 9, 20X24X2 |  |  |  | 4 |  | 0 | 0 | January | 2027
B0903 AHU11 Q | 001 | 000000197010 | 2027-01-04 | 1501002234 | FILTER, 30/30, DUAL 9, HIGH-CAPACITY, MERV 9, 24X24X2 | 1501002234 - FILTER, 30/30, DUAL 9, HIGH-CAPACITY, MERV 9, 24X24X2 |  |  |  | 6 |  | 0 | 0 | January | 2027
B0903 AHU12 Q | 001 | 000000197011 | 2027-01-04 | 1501002233 | FILTER, 30/30, DUAL 9, HIGH-CAPACITY, MERV 9, 20X24X2 | 1501002233 - FILTER, 30/30, DUAL 9, HIGH-CAPACITY, MERV 9, 20X24X2 |  |  |  | 6 |  | 0 | 0 | January | 2027
B0903 AHU5 A | 001 | 000000197004 | 2027-01-04 | 1501002233 | FILTER, 30/30, DUAL 9, HIGH-CAPACITY, MERV 9, 20X24X2 | 1501002233 - FILTER, 30/30, DUAL 9, HIGH-CAPACITY, MERV 9, 20X24X2 |  |  |  | 3 |  | 0 | 0 | January | 2027
B0903 AHU5 A | 001 | 000000197004 | 2027-01-04 | 1501002234 | FILTER, 30/30, DUAL 9, HIGH-CAPACITY, MERV 9, 24X24X2 | 1501002234 - FILTER, 30/30, DUAL 9, HIGH-CAPACITY, MERV 9, 24X24X2 |  |  |  | 3 |  | 0 | 0 | January | 2027
B0903 AHU5 A | 001 | 000000197004 | 2027-01-04 | 1501002210 | FILTER, BAG, 24X24X12, MERV14A, CAMFIL 10P, 405619A12 | 1501002210 - FILTER, BAG, 24X24X12, MERV14A, CAMFIL 10P, 405619A12 |  |  |  | 3 |  | 0 | 0 | January | 2027
B0903 AHU5 A | 001 | 000000197004 | 2027-01-04 | 1501002208 | FILTER, BAG, 24X20X12, HEIGHT X WIDTH X DEPTH, (VERTICAL CONFIGURATION), MERV14A, CAMFIL 8P, 405619B12 (REPLACES 1501003005) | 1501002208 - FILTER, BAG, 24X20X12, HEIGHT X WIDTH X DEPTH, (VERTICAL CONFIGURATION), MERV14A, CAMFIL 8P, 405619B12 (REPLACES 1501003005) |  |  |  | 3 |  | 0 | 0 | January | 2027
B0903 AHU6 A | 001 | 000000197005 | 2027-01-04 | 1501002234 | FILTER, 30/30, DUAL 9, HIGH-CAPACITY, MERV 9, 24X24X2 | 1501002234 - FILTER, 30/30, DUAL 9, HIGH-CAPACITY, MERV 9, 24X24X2 |  |  |  | 8 |  | 0 | 0 | January | 2027
B0903 AHU6 A | 001 | 000000197005 | 2027-01-04 | 1501002210 | FILTER, BAG, 24X24X12, MERV14A, CAMFIL 10P, 405619A12 | 1501002210 - FILTER, BAG, 24X24X12, MERV14A, CAMFIL 10P, 405619A12 |  |  |  | 8 |  | 0 | 0 | January | 2027
FCU-Q-1-RSN | 001 | 000000197149 | 2027-01-14 | 1501001133 | FILTER, 20 X 20 X 1, PLEATED MDL 40 STANDARD MERV 10 (20X20X1) | 1501001133 - FILTER, 20 X 20 X 1, PLEATED MDL 40 STANDARD MERV 10 (20X20X1) |  |  |  | 1 |  | 0 | 0 | January | 2027
B0903 AHU1 Q | 001 | 000000197000 | 2027-02-03 | 1501002233 | FILTER, 30/30, DUAL 9, HIGH-CAPACITY, MERV 9, 20X24X2 | 1501002233 - FILTER, 30/30, DUAL 9, HIGH-CAPACITY, MERV 9, 20X24X2 |  |  |  | 2 |  | 0 | 0 | February | 2027
B0903 AHU1 Q | 001 | 000000197000 | 2027-02-03 | 1501002234 | FILTER, 30/30, DUAL 9, HIGH-CAPACITY, MERV 9, 24X24X2 | 1501002234 - FILTER, 30/30, DUAL 9, HIGH-CAPACITY, MERV 9, 24X24X2 |  |  |  | 6 |  | 0 | 0 | February | 2027
B0903 AHU2 Q | 001 | 000000197001 | 2027-02-03 | 1501002234 | FILTER, 30/30, DUAL 9, HIGH-CAPACITY, MERV 9, 24X24X2 | 1501002234 - FILTER, 30/30, DUAL 9, HIGH-CAPACITY, MERV 9, 24X24X2 |  |  |  | 8 |  | 0 | 0 | February | 2027
B0903 AHU7 A | 001 | 000000197006 | 2027-02-03 | 1501002234 | FILTER, 30/30, DUAL 9, HIGH-CAPACITY, MERV 9, 24X24X2 | 1501002234 - FILTER, 30/30, DUAL 9, HIGH-CAPACITY, MERV 9, 24X24X2 |  |  |  | 6 |  | 0 | 0 | February | 2027
B0903 AHU7 A | 001 | 000000197006 | 2027-02-03 | 1501002210 | FILTER, BAG, 24X24X12, MERV14A, CAMFIL 10P, 405619A12 | 1501002210 - FILTER, BAG, 24X24X12, MERV14A, CAMFIL 10P, 405619A12 |  |  |  | 6 |  | 0 | 0 | February | 2027
B0903 AHU8 A | 001 | 000000197007 | 2027-02-03 | 1501002210 | FILTER, BAG, 24X24X12, MERV14A, CAMFIL 10P, 405619A12 | 1501002210 - FILTER, BAG, 24X24X12, MERV14A, CAMFIL 10P, 405619A12 |  |  |  | 8 |  | 0 | 0 | February | 2027
B0903 AHU8 A | 001 | 000000197007 | 2027-02-03 | 1501002234 | FILTER, 30/30, DUAL 9, HIGH-CAPACITY, MERV 9, 24X24X2 | 1501002234 - FILTER, 30/30, DUAL 9, HIGH-CAPACITY, MERV 9, 24X24X2 |  |  |  | 8 |  | 0 | 0 | February | 2027
B0903 AHU10 A | 001 | 000000197009 | 2027-03-03 | 1501002233 | FILTER, 30/30, DUAL 9, HIGH-CAPACITY, MERV 9, 20X24X2 | 1501002233 - FILTER, 30/30, DUAL 9, HIGH-CAPACITY, MERV 9, 20X24X2 |  |  |  | 2 |  | 0 | 0 | March | 2027
B0903 AHU10 A | 001 | 000000197009 | 2027-03-03 | 1501002234 | FILTER, 30/30, DUAL 9, HIGH-CAPACITY, MERV 9, 24X24X2 | 1501002234 - FILTER, 30/30, DUAL 9, HIGH-CAPACITY, MERV 9, 24X24X2 |  |  |  | 6 |  | 0 | 0 | March | 2027
B0903 AHU10 A | 001 | 000000197009 | 2027-03-03 | 1501002210 | FILTER, BAG, 24X24X12, MERV14A, CAMFIL 10P, 405619A12 | 1501002210 - FILTER, BAG, 24X24X12, MERV14A, CAMFIL 10P, 405619A12 |  |  |  | 6 |  | 0 | 0 | March | 2027
B0903 AHU10 A | 001 | 000000197009 | 2027-03-03 | 1501002208 | FILTER, BAG, 24X20X12, HEIGHT X WIDTH X DEPTH, (VERTICAL CONFIGURATION), MERV14A, CAMFIL 8P, 405619B12 (REPLACES 1501003005) | 1501002208 - FILTER, BAG, 24X20X12, HEIGHT X WIDTH X DEPTH, (VERTICAL CONFIGURATION), MERV14A, CAMFIL 8P, 405619B12 (REPLACES 1501003005) |  |  |  | 2 |  | 0 | 0 | March | 2027
B0903 AHU10 A | 001 | 000000197009 | 2027-03-03 | 1501001417 | BELT, #BX-64, BX64 (COG TYPE) | 1501001417 - BELT, #BX-64, BX64 (COG TYPE) |  |  |  | 6 |  | 19.8974 | 119.3844 | March | 2027
B0903 AHU3 Q | 001 | 000000197002 | 2027-03-03 | 1501002233 | FILTER, 30/30, DUAL 9, HIGH-CAPACITY, MERV 9, 20X24X2 | 1501002233 - FILTER, 30/30, DUAL 9, HIGH-CAPACITY, MERV 9, 20X24X2 |  |  |  | 3 |  | 0 | 0 | March | 2027
B0903 AHU3 Q | 001 | 000000197002 | 2027-03-03 | 1501002234 | FILTER, 30/30, DUAL 9, HIGH-CAPACITY, MERV 9, 24X24X2 | 1501002234 - FILTER, 30/30, DUAL 9, HIGH-CAPACITY, MERV 9, 24X24X2 |  |  |  | 3 |  | 0 | 0 | March | 2027
B0903 AHU4 Q | 001 | 000000197003 | 2027-03-03 | 1501002233 | FILTER, 30/30, DUAL 9, HIGH-CAPACITY, MERV 9, 20X24X2 | 1501002233 - FILTER, 30/30, DUAL 9, HIGH-CAPACITY, MERV 9, 20X24X2 |  |  |  | 2 |  | 0 | 0 | March | 2027
B0903 AHU4 Q | 001 | 000000197003 | 2027-03-03 | 1501002234 | FILTER, 30/30, DUAL 9, HIGH-CAPACITY, MERV 9, 24X24X2 | 1501002234 - FILTER, 30/30, DUAL 9, HIGH-CAPACITY, MERV 9, 24X24X2 |  |  |  | 6 |  | 0 | 0 | March | 2027
B0903 AHU9 A | 001 | 000000197008 | 2027-03-03 | 1501002233 | FILTER, 30/30, DUAL 9, HIGH-CAPACITY, MERV 9, 20X24X2 | 1501002233 - FILTER, 30/30, DUAL 9, HIGH-CAPACITY, MERV 9, 20X24X2 |  |  |  | 2 |  | 0 | 0 | March | 2027
B0903 AHU9 A | 001 | 000000197008 | 2027-03-03 | 1501002234 | FILTER, 30/30, DUAL 9, HIGH-CAPACITY, MERV 9, 24X24X2 | 1501002234 - FILTER, 30/30, DUAL 9, HIGH-CAPACITY, MERV 9, 24X24X2 |  |  |  | 6 |  | 0 | 0 | March | 2027
B0903 AHU9 A | 001 | 000000197008 | 2027-03-03 | 1501002210 | FILTER, BAG, 24X24X12, MERV14A, CAMFIL 10P, 405619A12 | 1501002210 - FILTER, BAG, 24X24X12, MERV14A, CAMFIL 10P, 405619A12 |  |  |  | 6 |  | 0 | 0 | March | 2027
B0903 AHU9 A | 001 | 000000197008 | 2027-03-03 | 1501002208 | FILTER, BAG, 24X20X12, HEIGHT X WIDTH X DEPTH, (VERTICAL CONFIGURATION), MERV14A, CAMFIL 8P, 405619B12 (REPLACES 1501003005) | 1501002208 - FILTER, BAG, 24X20X12, HEIGHT X WIDTH X DEPTH, (VERTICAL CONFIGURATION), MERV14A, CAMFIL 8P, 405619B12 (REPLACES 1501003005) |  |  |  | 2 |  | 0 | 0 | March | 2027
FCU-Q-1-RSN | 001 | 000000197148 | 2027-03-18 | 1501001139 | FILTER, 16 X 20 X 1, PLEATED MDL 40 HI-CAP MERV 10 (16X20X1) (ACTUAL SIZE: 15-1/2"X19-1/2"X3/4") | 1501001139 - FILTER, 16 X 20 X 1, PLEATED MDL 40 HI-CAP MERV 10 (16X20X1) (ACTUAL SIZE: 15-1/2"X19-1/2"X3/4") |  |  |  | 1 |  | 0 | 0 | March | 2027
B0903 AHU11 A | 001 | 000000197010 | 2027-04-05 | 1501002233 | FILTER, 30/30, DUAL 9, HIGH-CAPACITY, MERV 9, 20X24X2 | 1501002233 - FILTER, 30/30, DUAL 9, HIGH-CAPACITY, MERV 9, 20X24X2 |  |  |  | 4 |  | 0 | 0 | April | 2027
B0903 AHU11 A | 001 | 000000197010 | 2027-04-05 | 1501002234 | FILTER, 30/30, DUAL 9, HIGH-CAPACITY, MERV 9, 24X24X2 | 1501002234 - FILTER, 30/30, DUAL 9, HIGH-CAPACITY, MERV 9, 24X24X2 |  |  |  | 6 |  | 0 | 0 | April | 2027
B0903 AHU11 A | 001 | 000000197010 | 2027-04-05 | 1501002210 | FILTER, BAG, 24X24X12, MERV14A, CAMFIL 10P, 405619A12 | 1501002210 - FILTER, BAG, 24X24X12, MERV14A, CAMFIL 10P, 405619A12 |  |  |  | 6 |  | 0 | 0 | April | 2027
B0903 AHU11 A | 001 | 000000197010 | 2027-04-05 | 1501002208 | FILTER, BAG, 24X20X12, HEIGHT X WIDTH X DEPTH, (VERTICAL CONFIGURATION), MERV14A, CAMFIL 8P, 405619B12 (REPLACES 1501003005) | 1501002208 - FILTER, BAG, 24X20X12, HEIGHT X WIDTH X DEPTH, (VERTICAL CONFIGURATION), MERV14A, CAMFIL 8P, 405619B12 (REPLACES 1501003005) |  |  |  | 4 |  | 0 | 0 | April | 2027
B0903 AHU12 A | 001 | 000000197011 | 2027-04-05 | 1501002233 | FILTER, 30/30, DUAL 9, HIGH-CAPACITY, MERV 9, 20X24X2 | 1501002233 - FILTER, 30/30, DUAL 9, HIGH-CAPACITY, MERV 9, 20X24X2 |  |  |  | 6 |  | 0 | 0 | April | 2027
B0903 AHU12 A | 001 | 000000197011 | 2027-04-05 | 1501002208 | FILTER, BAG, 24X20X12, HEIGHT X WIDTH X DEPTH, (VERTICAL CONFIGURATION), MERV14A, CAMFIL 8P, 405619B12 (REPLACES 1501003005) | 1501002208 - FILTER, BAG, 24X20X12, HEIGHT X WIDTH X DEPTH, (VERTICAL CONFIGURATION), MERV14A, CAMFIL 8P, 405619B12 (REPLACES 1501003005) |  |  |  | 6 |  | 0 | 0 | April | 2027
B0903 AHU5 Q | 001 | 000000197004 | 2027-04-05 | 1501002233 | FILTER, 30/30, DUAL 9, HIGH-CAPACITY, MERV 9, 20X24X2 | 1501002233 - FILTER, 30/30, DUAL 9, HIGH-CAPACITY, MERV 9, 20X24X2 |  |  |  | 3 |  | 0 | 0 | April | 2027
B0903 AHU5 Q | 001 | 000000197004 | 2027-04-05 | 1501002234 | FILTER, 30/30, DUAL 9, HIGH-CAPACITY, MERV 9, 24X24X2 | 1501002234 - FILTER, 30/30, DUAL 9, HIGH-CAPACITY, MERV 9, 24X24X2 |  |  |  | 3 |  | 0 | 0 | April | 2027
B0903 AHU6 Q | 001 | 000000197005 | 2027-04-05 | 1501002234 | FILTER, 30/30, DUAL 9, HIGH-CAPACITY, MERV 9, 24X24X2 | 1501002234 - FILTER, 30/30, DUAL 9, HIGH-CAPACITY, MERV 9, 24X24X2 |  |  |  | 8 |  | 0 | 0 | April | 2027
FCU-Q-1-RSN | 001 | 000000197149 | 2027-04-14 | 1501001133 | FILTER, 20 X 20 X 1, PLEATED MDL 40 STANDARD MERV 10 (20X20X1) | 1501001133 - FILTER, 20 X 20 X 1, PLEATED MDL 40 STANDARD MERV 10 (20X20X1) |  |  |  | 1 |  | 0 | 0 | April | 2027
0143-FCU-SRV-4M | 001 | 000000007064 | 2026-09-08 | 1501001122 | FILTER, 16 X 25 X 2, PLEATED MDL 40 HI-CAP MERV 10 (16X25X2) | 1501001122 - FILTER, 16 X 25 X 2, PLEATED MDL 40 HI-CAP MERV 10 (16X25X2) |  |  |  | 1 |  | 0 | 0 | September | 2026
0143-FCU-SRV-4M | 001 | 000000007065 | 2026-09-08 | 1501001141 | FILTER, 16 X 25 X 1, PLEATED MDL 40 HI-CAP MERV 10 (16X25X1) | 1501001141 - FILTER, 16 X 25 X 1, PLEATED MDL 40 HI-CAP MERV 10 (16X25X1) |  |  |  | 2 |  | 0 | 0 | September | 2026
0143-FCU-SRV-4M | 001 | 000000007066 | 2026-09-08 | 1501001123 | FILTER, 16 X 20 X 2, PLEATED MDL 40 HI-CAP MERV 10 (16X20X2) | 1501001123 - FILTER, 16 X 20 X 2, PLEATED MDL 40 HI-CAP MERV 10 (16X20X2) |  |  |  | 2 |  | 0 | 0 | September | 2026
0143-FCU-SRV-4M | 001 | 000000007071 | 2026-09-08 | 1501001123 | FILTER, 16 X 20 X 2, PLEATED MDL 40 HI-CAP MERV 10 (16X20X2) | 1501001123 - FILTER, 16 X 20 X 2, PLEATED MDL 40 HI-CAP MERV 10 (16X20X2) |  |  |  | 2 |  | 0 | 0 | September | 2026
0003-AHU-A | 001 | 0003-H-AHU-1 | 2026-09-18 | 1501001147 | FILTER, 18 X 24 X 2, PLEATED MDL 40 HI-CAP MERV 10 (18X24X2) | 1501001147 - FILTER, 18 X 24 X 2, PLEATED MDL 40 HI-CAP MERV 10 (18X24X2) |  |  |  | 2 |  | 0 | 0 | September | 2026
0003-AHU-A | 001 | 0003-H-AHU-1 | 2026-09-18 | 1501001147 | FILTER, 18 X 24 X 2, PLEATED MDL 40 HI-CAP MERV 10 (18X24X2) | 1501001147 - FILTER, 18 X 24 X 2, PLEATED MDL 40 HI-CAP MERV 10 (18X24X2) |  |  |  | 2 |  | 0 | 0 | September | 2026
0003-AHU-Q | 001 | 0003-H-AHU-1 | 2026-09-18 | 1501001147 | FILTER, 18 X 24 X 2, PLEATED MDL 40 HI-CAP MERV 10 (18X24X2) | 1501001147 - FILTER, 18 X 24 X 2, PLEATED MDL 40 HI-CAP MERV 10 (18X24X2) |  |  |  | 2 |  | 0 | 0 | September | 2026
0003-AHU2-A | 001 | 0003-H-AHU-2 | 2026-09-18 | 1501001122 | FILTER, 16 X 25 X 2, PLEATED MDL 40 HI-CAP MERV 10 (16X25X2) | 1501001122 - FILTER, 16 X 25 X 2, PLEATED MDL 40 HI-CAP MERV 10 (16X25X2) |  |  |  | 18 |  | 0 | 0 | September | 2026
0003-AHU2-A | 001 | 0003-H-AHU-2 | 2026-09-18 | 1501001123 | FILTER, 16 X 20 X 2, PLEATED MDL 40 HI-CAP MERV 10 (16X20X2) | 1501001123 - FILTER, 16 X 20 X 2, PLEATED MDL 40 HI-CAP MERV 10 (16X20X2) |  |  |  | 12 |  | 0 | 0 | September | 2026
0003-AHU2-Q | 001 | 0003-H-AHU-2 | 2026-09-18 | 1501001122 | FILTER, 16 X 25 X 2, PLEATED MDL 40 HI-CAP MERV 10 (16X25X2) | 1501001122 - FILTER, 16 X 25 X 2, PLEATED MDL 40 HI-CAP MERV 10 (16X25X2) |  |  |  | 18 |  | 0 | 0 | September | 2026
0003-AHU2-Q | 001 | 0003-H-AHU-2 | 2026-09-18 | 1501001123 | FILTER, 16 X 20 X 2, PLEATED MDL 40 HI-CAP MERV 10 (16X20X2) | 1501001123 - FILTER, 16 X 20 X 2, PLEATED MDL 40 HI-CAP MERV 10 (16X20X2) |  |  |  | 12 |  | 0 | 0 | September | 2026
0003-FCU-A | 001 | 0003-H-FCU-1 | 2026-09-18 | 1501001147 | FILTER, 18 X 24 X 2, PLEATED MDL 40 HI-CAP MERV 10 (18X24X2) | 1501001147 - FILTER, 18 X 24 X 2, PLEATED MDL 40 HI-CAP MERV 10 (18X24X2) |  |  |  | 1 |  | 0 | 0 | September | 2026
0003-FCU-Q | 001 | 0003-H-FCU-1 | 2026-09-18 | 1501001147 | FILTER, 18 X 24 X 2, PLEATED MDL 40 HI-CAP MERV 10 (18X24X2) | 1501001147 - FILTER, 18 X 24 X 2, PLEATED MDL 40 HI-CAP MERV 10 (18X24X2) |  |  |  | 1 |  | 0 | 0 | September | 2026
0003-AHU-Q | 001 | 0003-H-AHU-1 | 2026-12-18 | 1501001147 | FILTER, 18 X 24 X 2, PLEATED MDL 40 HI-CAP MERV 10 (18X24X2) | 1501001147 - FILTER, 18 X 24 X 2, PLEATED MDL 40 HI-CAP MERV 10 (18X24X2) |  |  |  | 2 |  | 0 | 0 | December | 2026
0003-AHU2-Q | 001 | 0003-H-AHU-2 | 2026-12-18 | 1501001122 | FILTER, 16 X 25 X 2, PLEATED MDL 40 HI-CAP MERV 10 (16X25X2) | 1501001122 - FILTER, 16 X 25 X 2, PLEATED MDL 40 HI-CAP MERV 10 (16X25X2) |  |  |  | 18 |  | 0 | 0 | December | 2026
0003-AHU2-Q | 001 | 0003-H-AHU-2 | 2026-12-18 | 1501001123 | FILTER, 16 X 20 X 2, PLEATED MDL 40 HI-CAP MERV 10 (16X20X2) | 1501001123 - FILTER, 16 X 20 X 2, PLEATED MDL 40 HI-CAP MERV 10 (16X20X2) |  |  |  | 12 |  | 0 | 0 | December | 2026
0003-FCU-Q | 001 | 0003-H-FCU-1 | 2026-12-18 | 1501001147 | FILTER, 18 X 24 X 2, PLEATED MDL 40 HI-CAP MERV 10 (18X24X2) | 1501001147 - FILTER, 18 X 24 X 2, PLEATED MDL 40 HI-CAP MERV 10 (18X24X2) |  |  |  | 1 |  | 0 | 0 | December | 2026
0143-FCU-SRV-4M | 001 | 000000007064 | 2027-01-05 | 1501001122 | FILTER, 16 X 25 X 2, PLEATED MDL 40 HI-CAP MERV 10 (16X25X2) | 1501001122 - FILTER, 16 X 25 X 2, PLEATED MDL 40 HI-CAP MERV 10 (16X25X2) |  |  |  | 1 |  | 0 | 0 | January | 2027
0143-FCU-SRV-4M | 001 | 000000007065 | 2027-01-05 | 1501001141 | FILTER, 16 X 25 X 1, PLEATED MDL 40 HI-CAP MERV 10 (16X25X1) | 1501001141 - FILTER, 16 X 25 X 1, PLEATED MDL 40 HI-CAP MERV 10 (16X25X1) |  |  |  | 2 |  | 0 | 0 | January | 2027
0143-FCU-SRV-4M | 001 | 000000007066 | 2027-01-05 | 1501001123 | FILTER, 16 X 20 X 2, PLEATED MDL 40 HI-CAP MERV 10 (16X20X2) | 1501001123 - FILTER, 16 X 20 X 2, PLEATED MDL 40 HI-CAP MERV 10 (16X20X2) |  |  |  | 2 |  | 0 | 0 | January | 2027
0143-FCU-SRV-4M | 001 | 000000007071 | 2027-01-05 | 1501001123 | FILTER, 16 X 20 X 2, PLEATED MDL 40 HI-CAP MERV 10 (16X20X2) | 1501001123 - FILTER, 16 X 20 X 2, PLEATED MDL 40 HI-CAP MERV 10 (16X20X2) |  |  |  | 2 |  | 0 | 0 | January | 2027
0003-AHU-Q | 001 | 0003-H-AHU-1 | 2027-03-18 | 1501001147 | FILTER, 18 X 24 X 2, PLEATED MDL 40 HI-CAP MERV 10 (18X24X2) | 1501001147 - FILTER, 18 X 24 X 2, PLEATED MDL 40 HI-CAP MERV 10 (18X24X2) |  |  |  | 2 |  | 0 | 0 | March | 2027
0003-AHU2-Q | 001 | 0003-H-AHU-2 | 2027-03-18 | 1501001122 | FILTER, 16 X 25 X 2, PLEATED MDL 40 HI-CAP MERV 10 (16X25X2) | 1501001122 - FILTER, 16 X 25 X 2, PLEATED MDL 40 HI-CAP MERV 10 (16X25X2) |  |  |  | 18 |  | 0 | 0 | March | 2027
0003-AHU2-Q | 001 | 0003-H-AHU-2 | 2027-03-18 | 1501001123 | FILTER, 16 X 20 X 2, PLEATED MDL 40 HI-CAP MERV 10 (16X20X2) | 1501001123 - FILTER, 16 X 20 X 2, PLEATED MDL 40 HI-CAP MERV 10 (16X20X2) |  |  |  | 12 |  | 0 | 0 | March | 2027
0003-FCU-Q | 001 | 0003-H-FCU-1 | 2027-03-18 | 1501001147 | FILTER, 18 X 24 X 2, PLEATED MDL 40 HI-CAP MERV 10 (18X24X2) | 1501001147 - FILTER, 18 X 24 X 2, PLEATED MDL 40 HI-CAP MERV 10 (18X24X2) |  |  |  | 1 |  | 0 | 0 | March | 2027
B0354 UES CHP Q | 001 | 035400000000 | 2026-07-08 | 1501001119 | FILTER, 24 X 24 X 2, PLEATED MDL 40 HI-CAP MERV 10 (24X24X2) | 1501001119 - FILTER, 24 X 24 X 2, PLEATED MDL 40 HI-CAP MERV 10 (24X24X2) |  |  |  | 66 |  | 0 | 0 | July | 2026
B0354 UES CHP Q | 001 | 035400000000 | 2026-10-08 | 1501001119 | FILTER, 24 X 24 X 2, PLEATED MDL 40 HI-CAP MERV 10 (24X24X2) | 1501001119 - FILTER, 24 X 24 X 2, PLEATED MDL 40 HI-CAP MERV 10 (24X24X2) |  |  |  | 66 |  | 0 | 0 | October | 2026
B0354 UES CHP Q | 001 | 035400000000 | 2027-01-08 | 1501001119 | FILTER, 24 X 24 X 2, PLEATED MDL 40 HI-CAP MERV 10 (24X24X2) | 1501001119 - FILTER, 24 X 24 X 2, PLEATED MDL 40 HI-CAP MERV 10 (24X24X2) |  |  |  | 66 |  | 0 | 0 | January | 2027
B0354 UES CHP Q | 001 | 035400000000 | 2027-04-08 | 1501001119 | FILTER, 24 X 24 X 2, PLEATED MDL 40 HI-CAP MERV 10 (24X24X2) | 1501001119 - FILTER, 24 X 24 X 2, PLEATED MDL 40 HI-CAP MERV 10 (24X24X2) |  |  |  | 66 |  | 0 | 0 | April | 2027