## PIVOT-Active Inventory
stock_qty | (Multiple Items)
Row Labels | Total SKUs | Sum of stock_extended_cost
ATTIC STOCK | 79 | 215.412
CLEANING | 36 | 23824.9724
ELECTRICAL | 105 | 25904.1234
ELECTRONICS | 4 | 993.974
EMERGENCY | 3 | 2843.89
ESSENTIAL ITEM | 1 | 501.83
FASTENERS | 24 | 652.4913
HAND TOOLS | 1 | 3.35
HARDWARE | 13 | 277.7986
HVAC | 156 | 108416.0908
IRRIGATION | 1 | 129.24
JANITORIAL | 11 | 1074.9739
LIGHTING | 135 | 74361.2327
LUBRICATION | 1 | 50.86
MOTORS | 1 | 163.89
PAINT | 1 | 393.075
PLUMBING | 1 | 74.79
SAFETY | 8 | 2721.1725
TBD | 36 | 4229.7205
Grand Total | 617 | 246832.8871

## Inventory Parts - Issue By Mont
stock_id | stock_uom | stock_id_desc | stock_id_class | stock_id_commodity | stock_id_item | stock_warehouse | stock_unit_cost | stock_qty | stock_extended_cost | qty_2024_07 | qty_2024_08 | qty_2024_09 | qty_2024_10 | qty_2024_11 | qty_2024_12 | qty_2025_01 | qty_2025_02 | qty_2025_03 | qty_2025_04 | qty_2025_05 | qty_2025_06 | qty_2025_07 | qty_2025_08 | qty_2025_09 | qty_2025_10 | qty_2025_11 | qty_2025_12 | qty_2026_01 | qty_2026_02 | qty_2026_03 | qty_2026_04 | qty_2026_05
1501001109 | EA | FILTER, 9 X 24-1/4 X 1 PLEATED MDL 40 STANDARD MERV 10 (9X24 1/4X1, 9X24.25X1, 9 X 24.25 X 1) | HVAC | FILTERS | FILTERS | CENTRAL STORES | 5.7501 | 8 | 46.0008 | 0 | 0 | 0 | 168 | 0 | 0 | 189 | 42 | 231 | 0 | 0 | 315 | 0 | 0 | 1 | 13 | 0 | 0 | 0 | 0 | 0 | 0 | 210
1501001143 | EA | FILTER, 14 X 20 X 1, PLEATED MDL 40 HI-CAP MERV 10 (14X20X1) | HVAC | FILTERS | FILTERS | CENTRAL STORES | 3.0814 | 830 | 2557.562 | 60 | 3 | 202 | 399 | 28 | 486 | 32 | 266 | 246 | 4 | 0 | 438 | 59 | 1 | 115 | 0 | 0 | 0 | 0 | 0 | 0 | 0 | 182
1501002234 | EA | FILTER, 24 X 24 X 2, 30/30, DUAL 9, HIGH-CAPACITY, MERV 9, (24X24X2) | HVAC | FILTERS | FILTERS | CENTRAL STORES | 20.25 | 2 | 40.5 | 146 | 82 | 85 | 276 | 83 | 322 | 1 | 390 | 136 | 159 | 235 | 122 | 112 | 68 | 110 | 12 | 1 | 0 | 0 | 0 | 0 | 0 | 180
1501001174 | EA | FILTER, 24 X 24 X 2, PLEATED MDL 40 HI-CAP MERV 13 (24X24X2) | HVAC | FILTERS | FILTERS | CENTRAL STORES | 16.31 | 40 | 652.4 | 128 | 0 | 118 | 88 | 0 | 48 | 0 | 48 | 299 | 128 | 118 | 88 | 58 | 0 | 70 | 26 | 0 | 0 | 0 | 0 | 0 | 0 | 118
1501001139 | EA | FILTER, 16 X 20 X 1, PLEATED MDL 40 HI-CAP MERV 10 (16X20X1) | HVAC | FILTERS | FILTERS | CENTRAL STORES | 3.77 | 218 | 821.86 | 52 | 45 | 117 | 213 | 39 | 90 | 65 | 169 | 95 | 91 | 3 | 205 | 11 | 108 | 56 | 42 | 0 | 0 | 0 | 0 | 0 | 0 | 109
1501001129 | EA | FILTER, 22 X 22 X 1, PLEATED MDL 40 HI-CAP MERV 10 (22X22X1) | HVAC | FILTERS | FILTERS | CENTRAL STORES | 6.6198 | 267 | 1767.4866 | 0 | 620 | 0 | 115 | 379 | 0 | 0 | 581 | 0 | 0 | 0 | 0 | 0 | 0 | 0 | 0 | 110 | 465 | 71 | 40 | 0 | 75 | 60
1501001275 | EA | FILTER, 16-1/2 X 21-1/2 X 1, PLEATED MDL 40 STANDARD MERV 10 (16.5X21.5X1, 16 1/2 X 21 1/2 X 1) | HVAC | FILTERS | FILTERS | CENTRAL STORES | 0 | 0 | 0 | 52 | 1 | 51 | 11 | 99 | 7 | 3 | 102 | 7 | 51 | 3 | 56 | 52 | 0 | 52 | 50 | 48 | 0 | 0 | 0 | 0 | 0 | 58
1501001123 | EA | FILTER, 16 X 20 X 2, PLEATED MDL 40 HI-CAP MERV 10 (16X20X2) | HVAC | FILTERS | FILTERS | CENTRAL STORES | 3.15 | 52 | 163.8 | 0 | 75 | 12 | 110 | 45 | 72 | 7 | 105 | 45 | 21 | 38 | 32 | 26 | 4 | 50 | 21 | 9 | 0 | 0 | 0 | 0 | 0 | 52
1501001207 | EA | FILTER, 16 X 20 X 4, PLEATED MDL 40 HI-CAP MERV 13 (16X20X4) | HVAC | FILTERS | FILTERS | CENTRAL STORES | 30.6875 | 56 | 1718.5 | 4 | 17 | 0 | 35 | 0 | 15 | 10 | 5 | 25 | 8 | 0 | 27 | 4 | 0 | 0 | 0 | 0 | 0 | 0 | 0 | 0 | 0 | 40
1501002231 | EA | FILTER, 12 X 24 X 2, 30/30, DUAL 9, HIGH-CAPACITY, MERV 9, (12X24X2) | HVAC | FILTERS | FILTERS | CENTRAL STORES | 14.13 | 25 | 353.25 | 15 | 20 | 3 | 57 | 30 | 51 | 18 | 80 | 19 | 24 | 6 | 22 | 17 | 21 | 9 | 34 | 0 | 0 | 0 | 0 | 0 | 0 | 35
1501001133 | EA | FILTER, 20 X 20 X 1, PLEATED MDL 40 STANDARD MERV 10 (20X20X1) | HVAC | FILTERS | FILTERS | CENTRAL STORES | 4.41 | 243 | 1071.63 | 12 | 72 | 52 | 90 | 60 | 57 | 49 | 108 | 56 | 9 | 43 | 77 | 31 | 13 | 40 | 57 | 9 | 0 | 2 | 1 | 0 | 23 | 32
1501001175 | EA | FILTER, 16 X 25 X 4, PLEATED MDL 40 HI-CAP MERV 13 (16X25X4) | HVAC | FILTERS | FILTERS | CENTRAL STORES | 42.0597 | 14 | 588.8358 | 8 | 4 | 0 | 29 | 0 | 15 | 6 | 5 | 20 | 12 | 0 | 12 | 2 | 0 | 11 | 0 | 0 | 0 | 0 | 0 | 0 | 0 | 30
1501001205 | EA | FILTER, 12 X 24 X 2, PLEATED MDL 40 HI-CAP MERV 13 (12X24X2) | HVAC | FILTERS | FILTERS | CENTRAL STORES | 9.2873 | 2 | 18.5746 | 51 | 0 | 28 | 24 | 0 | 0 | 0 | 0 | 104 | 51 | 29 | 24 | 21 | 0 | 29 | 1 | 0 | 0 | 0 | 0 | 0 | 0 | 29
1501001120 | EA | FILTER, 20 X 25 X 4, PLEATED MDL 40 HI-CAP MERV 10 (20X25X4) | HVAC | FILTERS | FILTERS | CENTRAL STORES | 9.86 | 65 | 640.9 | 2 | 18 | 0 | 9 | 16 | 8 | 19 | 14 | 9 | 20 | 12 | 8 | 4 | 0 | 0 | 0 | 1 | 0 | 0 | 0 | 0 | 0 | 24
1501001122 | EA | FILTER, 16 X 25 X 2, PLEATED MDL 40 HI-CAP MERV 10 (16X25X2) | HVAC | FILTERS | FILTERS | CENTRAL STORES | 3.55 | 28 | 99.4 | 18 | 52 | 10 | 83 | 32 | 104 | 51 | 23 | 63 | 45 | 15 | 46 | 32 | 35 | 13 | 1 | 0 | 0 | 0 | 0 | 0 | 0 | 20
1501002235 | EA | FILTER, 16 X 20 X 2, 30/30, DUAL 9, HIGH-CAPACITY, MERV 9, (16X20X2) | HVAC | FILTERS | FILTERS | CENTRAL STORES | 11.21 | 245 | 2746.45 | 0 | 30 | 3 | 27 | 26 | 18 | 26 | 22 | 50 | 123 | 56 | 23 | 8 | 0 | 1 | 0 | 0 | 0 | 0 | 0 | 0 | 0 | 14
1501001550 | EA | FILTER, 18 X 25 X 1, PLEATED MDL 40 HI-CAP MERV 10, (18X25X1) | HVAC | FILTERS | FILTERS | CENTRAL STORES | 3.86 | 46 | 177.56 | 0 | 2 | 8 | 8 | 0 | 15 | 2 | 14 | 4 | 0 | 0 | 5 | 8 | 0 | 7 | 1 | 4 | 3 | 1 | 0 | 0 | 0 | 14
1501002237 | EA | FILTER, 20 X 25 X 2, 30/30, DUAL 9, HIGH-CAPACITY, MERV 9, (20X25X2) | HVAC | FILTERS | FILTERS | CENTRAL STORES | 13.885 | 33 | 458.205 | 19 | 22 | 20 | 86 | 59 | 76 | 17 | 56 | 67 | 0 | 71 | 24 | 53 | 0 | 46 | 65 | 0 | 4 | 0 | 0 | 0 | 0 | 14
1501002233 | EA | FILTER, 20 X 24 X 2, 30/30, DUAL 9, HIGH-CAPACITY, MERV 9, (20X24X2) | HVAC | FILTERS | FILTERS | CENTRAL STORES | 16.55 | 229 | 3789.95 | 19 | 5 | 9 | 109 | 18 | 34 | 6 | 78 | 158 | 65 | 18 | 50 | 17 | 38 | 70 | 23 | 0 | 0 | 0 | 0 | 4 | 0 | 12
1501001125 | EA | FILTER, 12 X 24 X 2, PLEATED MDL 40 HI-CAP MERV 10 (12X24X2) | HVAC | FILTERS | FILTERS | CENTRAL STORES | 7.79 | 79 | 615.41 | 22 | 12 | 7 | 23 | 9 | 24 | 13 | 28 | 32 | 13 | 26 | 15 | 9 | 3 | 26 | 7 | 0 | 0 | 0 | 0 | 0 | 0 | 12
1501001094 | EA | FILTER, 20 X 24 X 2, PLEATED MDL 40 HI-CAP MERV 10 (20X24X2, 24X20X2, 24 X 20 X 2)) | HVAC | FILTERS | FILTERS | CENTRAL STORES | 5.93 | 75 | 444.75 | 46 | 187 | 0 | 99 | 142 | 58 | 142 | 276 | 14 | 168 | 108 | 21 | 40 | 119 | 69 | 35 | 7 | 0 | 0 | 0 | 0 | 0 | 12
1501001111 | EA | FILTER, 18 X 18 X 1, PLEATED MDL 40 HI-CAP MERV 10 (18X18X1) | HVAC | FILTERS | FILTERS | CENTRAL STORES | 5.9 | 49 | 289.1 | 9 | 13 | 6 | 4 | 22 | 4 | 4 | 21 | 2 | 11 | 2 | 8 | 7 | 0 | 0 | 1 | 0 | 0 | 0 | 0 | 0 | 0 | 11
1501001119 | EA | FILTER, 24 X 24 X 2, PLEATED MDL 40 HI-CAP MERV 10 (24X24X2) | HVAC | FILTERS | FILTERS | CENTRAL STORES | 5.38 | 47 | 252.86 | 67 | 65 | 12 | 134 | 49 | 116 | 38 | 116 | 165 | 41 | 61 | 102 | 62 | 6 | 93 | 64 | 0 | 0 | 0 | 0 | 0 | 0 | 11
1501001487 | EA | FILTER, 20 X 35 X 2, 30/30, DUAL 9, HIGH-CAPACITY, MERV 9, (20X35X2) | HVAC | FILTERS | FILTERS | CENTRAL STORES | 34.53 | 40 | 1381.2 | 0 | 8 | 0 | 4 | 12 | 0 | 0 | 8 | 6 | 6 | 10 | 2 | 0 | 0 | 4 | 0 | 0 | 0 | 0 | 0 | 0 | 0 | 10
1501001121 | EA | FILTER, 20 X 20 X 2, PLEATED MDL 40 STANDARD MERV 10 (20X20X2) | HVAC | FILTERS | FILTERS | CENTRAL STORES | 3.63 | 37 | 134.31 | 113 | 84 | 0 | 194 | 50 | 105 | 16 | 194 | 45 | 111 | 122 | 59 | 47 | 28 | 98 | 61 | 1 | 0 | 0 | 0 | 0 | 0 | 10
1501001124 | EA | FILTER, 16 X 24 X 2, PLEATED MDL 40 HI-CAP MERV 10 (16X24X2) | HVAC | FILTERS | FILTERS | CENTRAL STORES | 3.579 | 189 | 676.431 | 0 | 4 | 1 | 6 | 4 | 9 | 4 | 8 | 6 | 5 | 8 | 0 | 4 | 0 | 0 | 14 | 0 | 8 | 0 | 0 | 4 | 0 | 9
1501001113 | EA | FILTER, 18 X 20 X 1 PLEATED MDL 40 HI-CAP MERV 10 (18X20X1) | HVAC | FILTERS | FILTERS | CENTRAL STORES | 4.2843 | 55 | 235.6365 | 0 | 210 | 12 | 253 | 0 | 52 | 3 | 237 | 28 | 0 | 3 | 43 | 182 | 0 | 9 | 141 | 13 | 0 | 0 | 1 | 0 | 0 | 9
1501001911 | EA | FILTER, 16 X 25 X 4, PLEATED MDL 40 HI-CAP MERV 10 (16X25X4) | HVAC | FILTERS | FILTERS | CENTRAL STORES | 10.41 | 55 | 572.55 | 3 | 18 | 2 | 10 | 4 | 33 | 12 | 7 | 7 | 24 | 0 | 14 | 0 | 4 | 16 | 0 | 21 | 8 | 0 | 0 | 0 | 0 | 9
1501001112 | EA | FILTER, 18 X 24 X 1, PLEATED MDL 40 HI-CAP MERV 10 (18X24X1, 24X18X1, 24 X 18 X 1) | HVAC | FILTERS | FILTERS | CENTRAL STORES | 4.1334 | 99 | 409.2066 | 71 | 9 | 100 | 91 | 3 | 183 | 13 | 107 | 100 | 2 | 33 | 150 | 1 | 0 | 39 | 0 | 0 | 0 | 0 | 0 | 0 | 0 | 8
1501002232 | EA | FILTER, 20 X 20 X 2, 30/30, DUAL 9, HIGH-CAPACITY, MERV 9, (20X20X2) | HVAC | FILTERS | FILTERS | CENTRAL STORES | 14.22 | 88 | 1251.36 | 10 | 30 | 2 | 62 | 42 | 32 | 13 | 17 | 47 | 14 | 27 | 30 | 10 | 8 | 18 | 0 | 0 | 0 | 0 | 0 | 0 | 0 | 8
1501001481 | EA | FILTER, 15 X 30 X 2, PLEATED MDL 40 HI-CAP MERV 10 (15X30X2) | HVAC | FILTERS | FILTERS | CENTRAL STORES | 14 | 39 | 546 | 0 | 0 | 0 | 25 | 0 | 21 | 4 | 13 | 12 | 0 | 0 | 9 | 0 | 0 | 12 | 2 | 0 | 0 | 0 | 0 | 0 | 0 | 8
1501001103 | EA | FILTER, 17-1/4 X 34 X 2, PLEATED MDL 40 HI-CAP MERV 10 (17.25X34X2,17 1/4 X 34 X 2) | HVAC | FILTERS | FILTERS | CENTRAL STORES | 35.21 | 8 | 281.68 | 0 | 0 | 0 | 24 | 0 | 20 | 4 | 12 | 12 | 0 | 0 | 8 | 0 | 0 | 12 | 4 | 0 | 8 | 0 | 0 | 0 | 0 | 8
1501001169 | EA | FILTER, 16 X 20 X 2, PLEATED MDL 40 HI-CAP MERV 13 (16X20X2) | HVAC | FILTERS | FILTERS | CENTRAL STORES | 10.16 | 5 | 50.8 | 0 | 17 | 8 | 21 | 0 | 20 | 4 | 16 | 13 | 13 | 7 | 13 | 9 | 4 | 16 | 9 | 6 | 0 | 0 | 0 | 0 | 0 | 7
1501001559 | EA | FILTER, 16 X 20 X 4, PLEATED MDL 40 HI-CAP MERV 10 (16X20X4) | HVAC | FILTERS | FILTERS | CENTRAL STORES | 9.74 | 39 | 379.86 | 0 | 17 | 6 | 19 | 7 | 6 | 5 | 7 | 0 | 17 | 4 | 0 | 6 | 5 | 4 | 0 | 8 | 0 | 0 | 0 | 0 | 0 | 6
1501001884 | EA | FILTER, 10 X 18 X 1, PLEATED MDL 40 HI-CAP MERV 10 (10X18X1) | HVAC | FILTERS | FILTERS | CENTRAL STORES | 11.11 | 20 | 222.2 | 3 | 0 | 0 | 26 | 24 | 20 | 12 | 12 | 14 | 18 | 12 | 8 | 12 | 0 | 18 | 8 | 0 | 0 | 0 | 0 | 0 | 0 | 6
1501002001 | EA | FILTER, 21.375X31.5X2.0, MERV 11 (21 3/8 X 31 1/2 X 2) | HVAC | FILTERS | FILTERS | CENTRAL STORES | 13.51 | 4 | 54.04 | 0 | 0 | 0 | 0 | 2 | 12 | 0 | 8 | 0 | 0 | 2 | 8 | 0 | 0 | 6 | 0 | 8 | 6 | 0 | 0 | 4 | 0 | 6
1501001250 | EA | FILTER, 14 X 24 X 1, PLEATED MDL 40 HI-CAP MERV 10 (14X24X1) | HVAC | FILTERS | FILTERS | CENTRAL STORES | 5.86 | 303 | 1775.58 | 3 | 53 | 39 | 16 | 90 | 8 | 58 | 38 | 8 | 55 | 41 | 8 | 57 | 0 | 35 | 0 | 0 | 2 | 0 | 0 | 0 | 0 | 5
1501001534 | EA | FILTER, 12 X 24 X 1, PLEATED MDL 40 HI-CAP MERV 10 (12X24X1) | HVAC | FILTERS | FILTERS | CENTRAL STORES | 3.0238 | 30 | 90.714 | 1 | 0 | 0 | 6 | 0 | 6 | 1 | 3 | 2 | 0 | 2 | 5 | 1 | 0 | 3 | 1 | 2 | 3 | 0 | 1 | 1 | 1 | 5
1501001208 | EA | FILTER, 23 1/2 X 31 X 4, PLEATED MDL 40 HI-CAP MERV 10 (23 1/2X31X4, 23.5 X 31 X 4, 23.5X31X4) | HVAC | FILTERS | FILTERS | CENTRAL STORES | 0 | 0 | 0 | 0 | 0 | 0 | 10 | 10 | 10 | 0 | 10 | 10 | 10 | 0 | 10 | 10 | 0 | 0 | 10 | 0 | 10 | 0 | 0 | 0 | 2 | 5
1501001886 | EA | FILTER, 10 X 20 X 1, PLEATED MDL 40 HI-CAP MERV 10 (10X20X1) | HVAC | FILTERS | FILTERS | CENTRAL STORES | 2.3357 | 40 | 93.428 | 0 | 0 | 0 | 0 | 0 | 0 | 0 | 0 | 0 | 0 | 0 | 0 | 0 | 0 | 0 | 0 | 0 | 0 | 0 | 0 | 4 | 0 | 4
1501002236 | EA | FILTER, 16 X 25 X 2, 30/30, DUAL 9, HIGH-CAPACITY, MERV 9, (16X25X2) | HVAC | FILTERS | FILTERS | CENTRAL STORES | 11.3442 | 33 | 374.3586 | 14 | 16 | 13 | 52 | 46 | 53 | 32 | 27 | 42 | 14 | 43 | 48 | 12 | 0 | 34 | 4 | 2 | 2 | 0 | 0 | 0 | 0 | 4
1501001141 | EA | FILTER, 16 X 25 X 1, PLEATED MDL 40 HI-CAP MERV 10 (16X25X1) | HVAC | FILTERS | FILTERS | CENTRAL STORES | 3.2 | 13 | 41.6 | 8 | 0 | 0 | 14 | 12 | 5 | 6 | 7 | 3 | 8 | 9 | 4 | 8 | 0 | 12 | 3 | 16 | 0 | 0 | 0 | 0 | 0 | 4
1501003049 | EA | HUMIDIFIER STEAM CYLINDER, 311 CYLINDER, 20LBS/HR, 440-600V/3PH | HVAC | THERMOSTATS | THERMOSTATS | CENTRAL STORES | 0 | 0 | 0 | 0 | 0 | 0 | 0 | 0 | 4 | 0 | 0 | 1 | 0 | 1 | 2 | 0 | 0 | 0 | 0 | 4 | 0 | 0 | 0 | 0 | 0 | 4
1501001910 | EA | FILTER, 20 X 25 X 2, PLEATED MDL 40 HI-CAP MERV 10 (20X25X2) | HVAC | FILTERS | FILTERS | CENTRAL STORES | 6.11 | 48 | 293.28 | 24 | 31 | 0 | 66 | 41 | 44 | 47 | 22 | 24 | 42 | 27 | 25 | 8 | 0 | 57 | 7 | 1 | 0 | 1 | 0 | 3 | 0 | 3
1501001147 | EA | FILTER, 18 X 24 X 2, PLEATED MDL 40 HI-CAP MERV 10 (18X24X2) | HVAC | FILTERS | FILTERS | CENTRAL STORES | 4.35 | 36 | 156.6 | 9 | 13 | 0 | 15 | 8 | 9 | 1 | 21 | 4 | 2 | 12 | 4 | 17 | 2 | 9 | 3 | 0 | 0 | 0 | 0 | 0 | 0 | 3
0900001180 | CS | WIPES, PRO SHOP - KIMBERLY CLARK (WYPALL X80) 41041KC | CLEANING | RAGS AND WIPES | RAGS AND WIPES | CENTRAL STORES | 36.9865 | 68 | 2515.082 | 31 | 10 | 20 | 20 | 4 | 13 | 13 | 29 | 20 | 7 | 0 | 6 | 12 | 9 | 7 | 10 | 4 | 0 | 0 | 0 | 0 | 3 | 2
1501001930 | EA | FILTER, 28.5 X 29.5 X 2, PLEATED MDL 40 HI-CAP MERV 10 (28.5X29.5X2, 28 1/2 X 29 1/2 X 2, 28 1/2X29 1/2X2) | HVAC | FILTERS | FILTERS | CENTRAL STORES | 42.15 | 67 | 2824.05 | 1 | 5 | 0 | 4 | 2 | 4 | 2 | 0 | 4 | 2 | 0 | 3 | 2 | 0 | 0 | 0 | 2 | 4 | 0 | 0 | 0 | 0 | 2
1501001928 | EA | FILTER, 20 X 22 X 1, PLEATED MDL 40 HI-CAP MERV 10 (20X22X1) | HVAC | FILTERS | FILTERS | CENTRAL STORES | 15.5 | 51 | 790.5 | 0 | 14 | 1 | 28 | 2 | 19 | 3 | 21 | 16 | 8 | 6 | 20 | 4 | 6 | 15 | 14 | 7 | 20 | 1 | 4 | 11 | 13 | 2
1501001617 | EA | FILTER, 20 X 24 X 1, PLEATED MDL 40 HI-CAP MERV 10 (20X24X1) | HVAC | FILTERS | FILTERS | CENTRAL STORES | 7.5693 | 37 | 280.0641 | 3 | 0 | 4 | 9 | 10 | 5 | 6 | 6 | 2 | 2 | 4 | 1 | 4 | 2 | 3 | 0 | 5 | 4 | 0 | 3 | 3 | 3 | 2
1501001158 | EA | FILTER, 20 X 30 X 2, PLEATED MDL 40 HI-CAP MERV 10 (20X30X2) | HVAC | FILTERS | FILTERS | CENTRAL STORES | 8.36 | 17 | 142.12 | 0 | 0 | 8 | 0 | 2 | 0 | 2 | 10 | 0 | 0 | 0 | 0 | 1 | 0 | 15 | 1 | 0 | 0 | 0 | 10 | 0 | 0 | 2
1501001145 | EA | FILTER, 24 X 24 X 4, PLEATED MDL 40 HI-CAP MERV 10 (24X24X4) | HVAC | FILTERS | FILTERS | CENTRAL STORES | 9.36 | 16 | 149.76 | 22 | 17 | 2 | 4 | 12 | 10 | 6 | 25 | 8 | 14 | 16 | 6 | 7 | 10 | 21 | 4 | 17 | 0 | 0 | 0 | 0 | 0 | 2
1501001881 | EA | FILTER, 22 X 24 X 1, PLEATED MDL 40 HI-CAP MERV 10 (22X24X1) | HVAC | FILTERS | FILTERS | CENTRAL STORES | 14.33 | 16 | 229.28 | 2 | 5 | 0 | 11 | 3 | 5 | 2 | 5 | 5 | 2 | 1 | 4 | 0 | 0 | 0 | 0 | 0 | 0 | 0 | 0 | 0 | 0 | 2
1501001932 | EA | FILTER, 9 X 30 X 1, PLEATED MDL 40 HI-CAP MERV 10 (9X30X1) | HVAC | FILTERS | FILTERS | CENTRAL STORES | 6.84 | 10 | 68.4 | 0 | 0 | 0 | 0 | 0 | 0 | 0 | 0 | 0 | 0 | 0 | 0 | 0 | 0 | 0 | 0 | 0 | 0 | 0 | 0 | 0 | 0 | 2
1501001144 | EA | FILTER, 17 X 22 X 1, PLEATED MDL 40 HI-CAP MERV 10 , (17X22X1) | HVAC | FILTERS | FILTERS | CENTRAL STORES | 13.92 | 277 | 3855.84 | 0 | 0 | 0 | 0 | 0 | 0 | 0 | 0 | 1 | 0 | 0 | 1 | 0 | 0 | 0 | 0 | 1 | 0 | 0 | 0 | 1 | 0 | 1
1501001135 | EA | FILTER, 20 X 21 X 1, PLEATED MDL 40 HI-CAP MERV 10 (20X21X1) | HVAC | FILTERS | FILTERS | CENTRAL STORES | 12.01 | 124 | 1489.24 | 1 | 0 | 1 | 4 | 0 | 4 | 1 | 2 | 0 | 1 | 2 | 1 | 1 | 0 | 3 | 1 | 0 | 5 | 0 | 0 | 4 | 0 | 1
1501001594 | EA | FILTER, 20 X 20 X 4, PLEATED MDL 40 HI-CAP MERV 10 (20X20X4) | HVAC | FILTERS | FILTERS | CENTRAL STORES | 9.2 | 65 | 598 | 1 | 2 | 0 | 7 | 0 | 0 | 3 | 7 | 0 | 2 | 18 | 2 | 1 | 0 | 7 | 3 | 2 | 5 | 0 | 1 | 6 | 3 | 1
1501001927 | EA | FILTER, 19-7/8 X 21-1/2 X 7/8, PLEATED MDL 40 HI-CAP MERV 10 (19-7/8X21-1/2X7/8) **SPECIAL USE FILTER - BENNETT BUILDING** | HVAC | FILTERS | FILTERS | CENTRAL STORES | 10.78 | 58 | 625.24 | 0 | 0 | 1 | 2 | 0 | 3 | 0 | 0 | 2 | 0 | 1 | 2 | 0 | 0 | 2 | 0 | 1 | 2 | 0 | 0 | 3 | 0 | 1
1501001912 | EA | FILTER, 16 X 24 X 4, PLEATED MDL 40 HI-CAP MERV 10 (16X24X4) | HVAC | FILTERS | FILTERS | CENTRAL STORES | 11.15 | 52 | 579.8 | 0 | 0 | 1 | 0 | 0 | 1 | 0 | 0 | 0 | 1 | 0 | 0 | 0 | 0 | 0 | 0 | 0 | 0 | 0 | 0 | 0 | 0 | 1
1501001106 | EA | FILTER, 15 X 39 X 1, PLEATED MDL 40 HI-CAP MERV10 (15X39X1) | HVAC | FILTERS | FILTERS | CENTRAL STORES | 25.71 | 28 | 719.88 | 0 | 0 | 1 | 0 | 0 | 1 | 0 | 0 | 0 | 1 | 0 | 0 | 0 | 0 | 0 | 0 | 1 | 0 | 0 | 0 | 0 | 0 | 1
1501001115 | EA | FILTER, 7 X 28 X 1 PLEATED MDL 40 HI-CAP MERV 10 (7X28X1) | HVAC | FILTERS | FILTERS | CENTRAL STORES | 10.61 | 25 | 265.25 | 0 | 0 | 2 | 0 | 1 | 2 | 0 | 1 | 0 | 2 | 0 | 1 | 0 | 0 | 2 | 0 | 0 | 2 | 0 | 1 | 0 | 2 | 1
1501001880 | EA | FILTER, 10 X 32 X 1, PLEATED MDL 40 HI-CAP MERV 10 (10X32X1) | HVAC | FILTERS | FILTERS | CENTRAL STORES | 28.28 | 23 | 650.44 | 0 | 0 | 1 | 0 | 3 | 1 | 0 | 3 | 0 | 1 | 0 | 3 | 0 | 0 | 0 | 0 | 2 | 2 | 0 | 0 | 1 | 0 | 1
1501001883 | EA | FILTER, 17 X 30 X 1, PLEATED MDL 40 HI-CAP MERV 10 (17X30X1) | HVAC | FILTERS | FILTERS | CENTRAL STORES | 9.64 | 13 | 125.32 | 0 | 0 | 10 | 0 | 10 | 0 | 0 | 11 | 0 | 1 | 9 | 2 | 1 | 0 | 2 | 0 | 0 | 0 | 0 | 0 | 0 | 0 | 1
1501001931 | EA | FILTER, 8 X 34 X 1, PLEATED MDL 40 HI-CAP MERV 10 (8X34X1) | HVAC | FILTERS | FILTERS | CENTRAL STORES | 19.67 | 13 | 255.71 | 0 | 0 | 1 | 0 | 0 | 1 | 0 | 0 | 0 | 1 | 0 | 0 | 0 | 0 | 0 | 0 | 1 | 0 | 0 | 0 | 0 | 0 | 1
1501001171 | EA | FILTER, 20 X 25 X 2, PLEATED MDL 40 HI-CAP MERV 13 (20X25X2) | HVAC | FILTERS | FILTERS | CENTRAL STORES | 14.2 | 7 | 99.4 | 0 | 0 | 2 | 4 | 0 | 6 | 0 | 1 | 5 | 0 | 1 | 5 | 0 | 2 | 7 | 0 | 0 | 0 | 0 | 0 | 0 | 0 | 1
1600002112 | EA | WIRE, #12, THHN STRAND, (GREEN) 500FT/ROLL | ELECTRICAL | WIRING | WIRING | CENTRAL STORES | 0.15 | 4994 | 749.1 | 0 | 0 | 0 | 0 | 0 | 0 | 0 | 0 | 0 | 0 | 0 | 0 | 0 | 0 | 0 | 0 | 0 | 0 | 0 | 0 | 0 | 0 | 0
AS-0000001 | EA | FLOOR TILE; VCT; TAN/LIGHT BROWN WITH REFLECTIVE SPARKLES; 12â€³ X 12â€³; LAKE NONA COLLEGE OF MEDICINE; BUILDING 1002 | ATTIC STOCK | FLOORING | TILE | CENTRAL STORES | 0.01 | 3795 | 37.95 | 0 | 0 | 0 | 0 | 0 | 0 | 0 | 0 | 0 | 0 | 0 | 0 | 0 | 0 | 0 | 0 | 0 | 0 | 0 | 0 | 0 | 0 | 0
AS-0000024 | EA | FLOOR TILE; VCT; OFF WHITE BACKGROUND WITH BROWN AND GRAY REFLECTIVE SPARKLES; 12â€³ X 12â€³; 19050; LAKE NONA COLLEGE OF MEDICINE BUILDING 1002 | ATTIC STOCK | FLOORING | TILE | CENTRAL STORES | 0.01 | 1870 | 18.7 | 0 | 0 | 0 | 0 | 0 | 0 | 0 | 0 | 0 | 0 | 0 | 0 | 0 | 0 | 0 | 0 | 0 | 0 | 0 | 0 | 0 | 0 | 0
AS-0000005 | EA | FLOOR TILE; VCT; GRAY WITH WHITE SPECKS; 12â€³ X 12â€³; LAKE NONA COLLEGE OF MEDICINE; BUILDING 1002 | ATTIC STOCK | FLOORING | TILE | CENTRAL STORES | 0.01 | 850 | 8.5 | 0 | 0 | 0 | 0 | 0 | 0 | 0 | 0 | 0 | 0 | 0 | 0 | 0 | 0 | 0 | 0 | 0 | 0 | 0 | 0 | 0 | 0 | 0
AS-0000031 | EA | FLOOR TILE; VCT; BROWNISH-GRAY BACKGROUND WITH GRAY AND BLACK SPECKS; 12â€³ X 12â€³; ARMSTRONG STONETEX 52162 (N162A); PHYSICAL SCIENCES BUILDING 0121 | ATTIC STOCK | FLOORING | TILE | CENTRAL STORES | 0.01 | 810 | 8.1 | 0 | 0 | 0 | 0 | 0 | 0 | 0 | 0 | 0 | 0 | 0 | 0 | 0 | 0 | 0 | 0 | 0 | 0 | 0 | 0 | 0 | 0 | 0
0900001057 | EA | CLEANSER, CREAM CLEANSER GENTLE SCRUB (ONE QUART BOTTLE - HEALTH RATING: 2 - USE WITH CAUTION) | CLEANING | CHEMICALS | CHEMICALS | CENTRAL STORES | 3.285 | 646 | 2122.11 | 44 | 11 | 24 | 0 | 12 | 12 | 49 | 41 | 56 | 61 | 10 | 29 | 13 | 49 | 54 | 0 | 0 | 0 | 0 | 0 | 0 | 0 | 0
AS-0000026 | EA | FLOOR TILE; VCT; LIGHT GRAY BACKGROUND WITH BROWN, GRAY, AND BEIGE ACCENTS; 12â€³ X 12â€³; ARMSTRONG MIGRATIONS T9510 | ATTIC STOCK | FLOORING | TILE | CENTRAL STORES | 0.01 | 630 | 6.3 | 0 | 0 | 0 | 0 | 0 | 0 | 0 | 0 | 0 | 0 | 0 | 0 | 0 | 0 | 0 | 0 | 0 | 0 | 0 | 0 | 0 | 0 | 0
1600002110 | FT | WIRE, 14/3 SJOW-A/5J0, GRD | ELECTRICAL | WIRING | WIRING | CENTRAL STORES | 0.61 | 625 | 381.25 | 0 | 0 | 0 | 0 | 0 | 0 | 0 | 0 | 0 | 0 | 0 | 0 | 0 | 0 | 0 | 0 | 0 | 0 | 0 | 0 | 0 | 0 | 0
AS-0000027 | EA | FLOOR TILE; VCT; BEIGE BACKGROUND WITH OFF WHITE AND LIGHT BROWN ACCENTS; 12â€³ X 12â€³; ARMSTRONG 51803 | ATTIC STOCK | FLOORING | TILE | CENTRAL STORES | 0.01 | 490 | 4.9 | 0 | 0 | 0 | 0 | 0 | 0 | 0 | 0 | 0 | 0 | 0 | 0 | 0 | 0 | 0 | 0 | 0 | 0 | 0 | 0 | 0 | 0 | 0
AS-0000030 | EA | FLOOR TILE; VCT; BEIGE BACKGROUND WITH LIGHT GRAY, DARK GREY, AND TAN ACCENTS; 12â€³ X 12â€³; ARMSTRONG 51836; PSC BUILDING 0150 | ATTIC STOCK | FLOORING | TILE | CENTRAL STORES | 0.01 | 490 | 4.9 | 0 | 0 | 0 | 0 | 0 | 0 | 0 | 0 | 0 | 0 | 0 | 0 | 0 | 0 | 0 | 0 | 0 | 0 | 0 | 0 | 0 | 0 | 0
2300001292 | EA | WASHER, #12, FINISHING, STAINLESS STEEL, #021000 | FASTENERS | WASHERS | WASHERS | CENTRAL STORES | 0.02 | 471 | 9.42 | 0 | 0 | 0 | 0 | 0 | 0 | 0 | 0 | 0 | 0 | 0 | 0 | 0 | 0 | 0 | 0 | 0 | 0 | 0 | 0 | 0 | 0 | 0
0900001083 | PK | GLOVES, NITRILE GLOVES, LARGE SIZE, BOX OF 100 EACH, #8644L | SAFETY | PPE | PPE | CENTRAL STORES | 2.828 | 436 | 1233.008 | 76 | 131 | 197 | 104 | 145 | 54 | 207 | 144 | 185 | 224 | 83 | 80 | 96 | 103 | 15 | 9 | 15 | 5 | 10 | 15 | 0 | 0 | 0
1600001679 | EA | LAMP, INCANDESCENT, 135W/130V, (SYLVANIA 12831-0) 150A/135/SSXL,13V | LIGHTING | LAMPS | LAMPS | CENTRAL STORES | 1.0461 | 396 | 414.2556 | 0 | 0 | 0 | 0 | 0 | 0 | 0 | 0 | 0 | 0 | 0 | 0 | 0 | 0 | 0 | 0 | 0 | 0 | 0 | 0 | 0 | 0 | 0
2300001290 | EA | WASHER, 3/8â€³, LOCK, (STAINLESS) | FASTENERS | WASHERS | WASHERS | CENTRAL STORES | 0.05 | 393 | 19.65 | 0 | 0 | 0 | 0 | 0 | 0 | 0 | 0 | 0 | 0 | 32 | 0 | 0 | 0 | 0 | 0 | 0 | 0 | 0 | 0 | 0 | 0 | 0
AS-0000052 | EA | PAVER; BLACK BRICK WITH BEVELED TOP EDGE AND FLAT BOTTOM; 7.75â€³ X 3.75â€³ X 2.25â€³ | ATTIC STOCK | CONSTRUCTION | PAVERS | CENTRAL STORES | 0.01 | 318 | 3.18 | 0 | 0 | 0 | 0 | 0 | 0 | 0 | 0 | 0 | 0 | 0 | 0 | 0 | 0 | 0 | 0 | 0 | 0 | 0 | 0 | 0 | 0 | 0
AS-0000055 | EA | FLOOR TILE; CERAMIC; TAN WITH LIGHTER TAN ACCENTS; 6â€³ X 6â€³; CROSSVILLE VS152 PAMPA; CLASSROOM II BUILDING 0098 | ATTIC STOCK | FLOORING | TILE | CENTRAL STORES | 0.01 | 318 | 3.18 | 0 | 0 | 0 | 0 | 0 | 0 | 0 | 0 | 0 | 0 | 0 | 0 | 0 | 0 | 0 | 0 | 0 | 0 | 0 | 0 | 0 | 0 | 0
AS-0000036 | EA | FLOOR TILE; VINYL; LIGHT TAN BACKGROUND WITH DARK TAN AND BEIGE ACCENTSâ€³; 24â€³ X 24â€³; PHYSICAL SCIENCES BUILDING 0121 | ATTIC STOCK | FLOORING | TILE | CENTRAL STORES | 0.01 | 314 | 3.14 | 0 | 0 | 0 | 0 | 0 | 0 | 0 | 0 | 0 | 0 | 0 | 0 | 0 | 0 | 0 | 0 | 0 | 0 | 0 | 0 | 0 | 0 | 0
AS-0000037 | EA | FLOOR TILE; CERAMIC; BEIGE BACKGROUND WITH DARK BEIGE AND WHITE ACCENTSâ€³; 12â€³ X 12â€³; ATLAS CONCORD CY01; LAKE NONA COM BUILDING 1002 | ATTIC STOCK | FLOORING | TILE | CENTRAL STORES | 0.01 | 254 | 2.54 | 0 | 0 | 0 | 0 | 0 | 0 | 0 | 0 | 0 | 0 | 0 | 0 | 0 | 0 | 0 | 0 | 0 | 0 | 0 | 0 | 0 | 0 | 0
1501002214 | EA | FILTER, 21.5 X 23.5 X 1, PLEATED MDL 40 HI-CAP MERV 10 (21.5X23.5X1, 21 1/2 X 23 1/2 X 1, 21 1/2X23 1/2X1) | HVAC | FILTERS | FILTERS | CENTRAL STORES | 14.13 | 247 | 3490.11 | 3 | 1 | 0 | 2 | 1 | 3 | 2 | 1 | 2 | 2 | 1 | 2 | 2 | 1 | 2 | 1 | 0 | 3 | 1 | 0 | 4 | 1 | 0
1600002375 | EA | LAMPHOLDER, UN-SHUNTED (ENERGY) / LAMPHOLDERS, UN-SHUNTED (ENERGY) VOSSLOH SCHWABE, 109343 | LIGHTING | LAMPHOLDERS | LAMPHOLDERS | CENTRAL STORES | 0.23 | 239 | 54.97 | 0 | 0 | 25 | 0 | 0 | 0 | 0 | 0 | 0 | 0 | 0 | 0 | 0 | 0 | 0 | 0 | 0 | 0 | 0 | 0 | 0 | 0 | 0
AS-0000053 | EA | PAVER; SQUARE RED BRICK WITH BEVELED TOP EDGE AND FLAT BOTTOM; 7.75â€³ X 7.75â€³ X 2.25â€³ | ATTIC STOCK | CONSTRUCTION | PAVERS | CENTRAL STORES | 0.01 | 234 | 2.34 | 0 | 0 | 0 | 0 | 0 | 0 | 0 | 0 | 0 | 0 | 0 | 0 | 0 | 0 | 0 | 0 | 0 | 0 | 0 | 0 | 0 | 0 | 0
0900001081 | PK | GLOVES, NITRILE GLOVES, SMALL SIZE, BOX OF 100 EACH, #8644S | SAFETY | PPE | PPE | CENTRAL STORES | 2.8436 | 229 | 651.1844 | 54 | 33 | 88 | 115 | 81 | 57 | 158 | 54 | 133 | 113 | 71 | 5 | 49 | 42 | 4 | 0 | 10 | 0 | 10 | 15 | 0 | 0 | 0
AS-0000056 | EA | FLOOR TILE; CERAMIC; BEIGE WITH LIGHTER BEIGE ACCENTS; 6â€³ X 6â€³; CROSSVILLE VS150 POLO; CLASSROOM II BUILDING 0098 | ATTIC STOCK | FLOORING | TILE | CENTRAL STORES | 0.01 | 192 | 1.92 | 0 | 0 | 0 | 0 | 0 | 0 | 0 | 0 | 0 | 0 | 0 | 0 | 0 | 0 | 0 | 0 | 0 | 0 | 0 | 0 | 0 | 0 | 0
AS-0000028 | EA | FLOOR TILE; VCT; GRAY BACKGROUND WITH LIGHT GRAY AND DARK GREY ACCENTS; 12â€³ X 12â€³; ARMSTRONG 51877; PSC BUILDING 0150 | ATTIC STOCK | FLOORING | TILE | CENTRAL STORES | 0.01 | 191 | 1.91 | 0 | 0 | 0 | 0 | 0 | 0 | 0 | 0 | 0 | 0 | 0 | 0 | 0 | 0 | 0 | 0 | 0 | 0 | 0 | 0 | 0 | 0 | 0
AS-0000022 | EA | FLOOR TILE; VCT; LIGHT TAN BACKGROUND WITH BROWN AND LIGHT GREEN ACCENTS; 12â€³ X 12â€³; TARKETT EXPRESSIONS 2026; HPA II BUILDING 0090 | ATTIC STOCK | FLOORING | TILE | CENTRAL STORES | 0.01 | 187 | 1.87 | 0 | 0 | 0 | 0 | 0 | 0 | 0 | 0 | 0 | 0 | 0 | 0 | 0 | 0 | 0 | 0 | 0 | 0 | 0 | 0 | 0 | 0 | 0
AS-0000002 | EA | FLOOR TILE; VCT; LIGHT GRAY WITH MEDIUM GRAY SPECKS; 12â€³ X 12â€³; LAKE NONA COLLEGE OF MEDICINE; BUILDING 1002 | ATTIC STOCK | FLOORING | TILE | CENTRAL STORES | 0.01 | 180 | 1.8 | 0 | 0 | 0 | 0 | 0 | 0 | 0 | 0 | 0 | 0 | 0 | 0 | 0 | 0 | 0 | 0 | 0 | 0 | 0 | 0 | 0 | 0 | 0
1600002244 | EA | WIRE NUT, CONN. LUBED -BLUE/BLUE / WIRE NUT CONNECTOR LUBRICATED -BLUE/BLUE (IDEAL #30-260) | ELECTRICAL | WIRE NUTS | WIRE NUTS | CENTRAL STORES | 1.2401 | 176 | 218.2576 | 0 | 0 | 0 | 0 | 0 | 0 | 0 | 0 | 0 | 0 | 0 | 0 | 0 | 0 | 0 | 0 | 0 | 0 | 0 | 0 | 0 | 0 | 0
2300001017 | EA | ANCHOR, #4, RED, PLASTIC | FASTENERS | ANCHORS | ANCHORS | CENTRAL STORES | 0.0783 | 169 | 13.2327 | 0 | 0 | 0 | 0 | 0 | 0 | 0 | 0 | 0 | 0 | 0 | 0 | 0 | 0 | 0 | 0 | 0 | 0 | 0 | 0 | 0 | 0 | 0
1501001102 | EA | FILTER, 10 X 44 X 1, PLEATED MDL 40 HI-CAP MERV 10 (10X44X1, 44X10X1, 44 X 10 X 1) | HVAC | FILTERS | FILTERS | CENTRAL STORES | 28.28 | 162 | 4581.36 | 0 | 8 | 4 | 15 | 0 | 15 | 6 | 8 | 9 | 2 | 8 | 15 | 0 | 0 | 8 | 0 | 5 | 0 | 0 | 0 | 0 | 0 | 0
0900001082 | PK | GLOVES, NITRILE GLOVES, MEDIUM SIZE, BOX OF 100 EACH, #8644M | SAFETY | PPE | PPE | CENTRAL STORES | 2.828 | 161 | 455.308 | 133 | 224 | 349 | 160 | 189 | 117 | 343 | 133 | 232 | 261 | 180 | 162 | 148 | 94 | 12 | 9 | 18 | 30 | 10 | 15 | 0 | 0 | 0
AS-0000032 | EA | FLOOR TILE; VCT; LIGHT YELLOW BACKGROUND WITH BLACK SPECKS; 12â€³ X 12â€³; ARMSTRONG STONETEX 52156 (N048A); PHYSICAL SCIENCES BUILDING 0121 | ATTIC STOCK | FLOORING | TILE | CENTRAL STORES | 0.01 | 154 | 1.54 | 0 | 0 | 0 | 0 | 0 | 0 | 0 | 0 | 0 | 0 | 0 | 0 | 0 | 0 | 0 | 0 | 0 | 0 | 0 | 0 | 0 | 0 | 0
1600001802 | EA | LAMPHOLDER , FLUORESCENT, I-493 | LIGHTING | LAMPHOLDERS | LAMPHOLDERS | CENTRAL STORES | 1.3893 | 151 | 209.7843 | 0 | 0 | 0 | 0 | 0 | 0 | 0 | 0 | 0 | 0 | 0 | 0 | 0 | 0 | 0 | 0 | 0 | 0 | 0 | 0 | 0 | 0 | 0
1600001801 | EA | LAMPHOLDER, FLUORESCENT, I-494 | LIGHTING | LAMPHOLDERS | LAMPHOLDERS | CENTRAL STORES | 1.3893 | 150 | 208.395 | 0 | 0 | 0 | 0 | 0 | 0 | 0 | 0 | 0 | 0 | 0 | 0 | 0 | 0 | 0 | 0 | 0 | 0 | 0 | 0 | 0 | 0 | 0
1600002016 | EA | STRAP, 1/2â€³, EMT, (1 HOLE) | HARDWARE | HANGARS | HANGARS | CENTRAL STORES | 0.1476 | 144 | 21.2544 | 0 | 0 | 0 | 0 | 0 | 0 | 4 | 0 | 0 | 0 | 0 | 0 | 0 | 0 | 0 | 0 | 0 | 0 | 0 | 0 | 0 | 0 | 0
1600002684 | EA | WASHER, 1-1/2â€³ TO 1-1/4â€³, REDUCING | FASTENERS | WASHERS | WASHERS | CENTRAL STORES | 0.9289 | 136 | 126.3304 | 0 | 0 | 0 | 0 | 0 | 0 | 0 | 0 | 0 | 0 | 0 | 0 | 0 | 0 | 0 | 0 | 0 | 0 | 0 | 0 | 0 | 0 | 0
0900001321 | EA | CREME CLEANER, DIVERSEY EMEREL, MILD ACID FORMULA, 94995295, N00817, (REPLACES 0900001309 SOFT SCRUB), 12/CASE, ISSUED INDIVIDUALLY | CLEANING | CHEMICALS | CHEMICALS | CENTRAL STORES | 5.0163 | 135 | 677.2005 | 24 | 4 | 18 | 17 | 6 | 6 | 17 | 0 | 0 | 20 | 0 | 0 | 0 | 3 | 6 | 0 | 0 | 0 | 0 | 0 | 0 | 0 | 0
AS-0000023 | EA | FLOOR TILE; VCT; PEACH BACKGROUND WITH BLACK ACCENTS; 12â€³ X 12â€³; MANNINGTON COMMERCIAL 090825B; LAKE NONA COLLEGE OF MEDICINE BUILDING 1002 | ATTIC STOCK | FLOORING | TILE | CENTRAL STORES | 0.01 | 135 | 1.35 | 0 | 0 | 0 | 0 | 0 | 0 | 0 | 0 | 0 | 0 | 0 | 0 | 0 | 0 | 0 | 0 | 0 | 0 | 0 | 0 | 0 | 0 | 0
2300001015 | EA | ANCHOR, #6, BLUE, PLASTIC | FASTENERS | BOLTS | BOLTS | CENTRAL STORES | 0.0066 | 132 | 0.8712 | 25 | 0 | 0 | 0 | 0 | 0 | 0 | 0 | 0 | 0 | 0 | 0 | 0 | 0 | 0 | 0 | 0 | 0 | 0 | 0 | 0 | 0 | 0
AS-0000044 | EA | FLOOR TILE; CERAMIC; STEEL STRUCTURE GRAY; 6.50â€³ X 20â€³; DALITE CN91 65201P1; CSEL BUILDING 0140 | ATTIC STOCK | FLOORING | TILE | CENTRAL STORES | 0.01 | 132 | 1.32 | 0 | 0 | 0 | 0 | 0 | 0 | 0 | 0 | 0 | 0 | 0 | 0 | 0 | 0 | 0 | 0 | 0 | 0 | 0 | 0 | 0 | 0 | 0
1501001206 | EA | FILTER, 20 X 24 X 2, PLEATED MDL 40 HI-CAP MERV 13 (20X24X2) | HVAC | FILTERS | FILTERS | CENTRAL STORES | 18.4507 | 127 | 2343.2389 | 0 | 0 | 0 | 0 | 0 | 0 | 0 | 0 | 0 | 0 | 2 | 0 | 0 | 2 | 0 | 0 | 0 | 0 | 0 | 2 | 0 | 0 | 0
1600002105 | EA | WASHER, 1-1/4â€³ TO 1â€³, REDUCING | FASTENERS | WASHERS | WASHERS | CENTRAL STORES | 0.7942 | 127 | 100.8634 | 0 | 0 | 0 | 0 | 0 | 0 | 0 | 0 | 0 | 0 | 0 | 0 | 0 | 0 | 0 | 0 | 0 | 0 | 0 | 0 | 0 | 0 | 0
AS-0000020 | EA | FLOOR TILE; VCT; BEIGE BACKGROUND WITH DARK BEIGE AND GRAY ACCENTS; 12â€³ X 12â€³; MANNINGTON COMMERCIAL 080422H; HOUSING | ATTIC STOCK | FLOORING | TILE | CENTRAL STORES | 0.01 | 116 | 1.16 | 0 | 0 | 0 | 0 | 0 | 0 | 0 | 0 | 0 | 0 | 0 | 0 | 0 | 0 | 0 | 0 | 0 | 0 | 0 | 0 | 0 | 0 | 0
1600001777 | EA | LAMPHOLDER, SHORT - FOR T8 / LAMPHOLDER (LEVITON #13053/UN) | LIGHTING | LAMPHOLDERS | LAMPHOLDERS | CENTRAL STORES | 5.63 | 109 | 613.67 | 0 | 0 | 0 | 0 | 0 | 0 | 0 | 0 | 0 | 0 | 0 | 0 | 0 | 0 | 0 | 0 | 0 | 0 | 0 | 0 | 0 | 0 | 0
AS-0000049 | EA | CONSTRUCTION SUPPLIES; STANDARD CINDER BLOCK; 15-5/8â€³ X 7-3/4â€³ X 7-3/4â€³ | ATTIC STOCK | CONSTRUCTION | BLOCKS | CENTRAL STORES | 0.01 | 106 | 1.06 | 0 | 0 | 0 | 0 | 0 | 0 | 0 | 0 | 0 | 0 | 0 | 0 | 0 | 0 | 0 | 0 | 0 | 0 | 0 | 0 | 0 | 0 | 0
1600002281 | EA | BULB, MINI-DECO, TWIST, 9W/120V, MED, (ENG III), EL/MDT | LIGHTING | LAMPS | LAMPS | CENTRAL STORES | 7.9431 | 102 | 810.1962 | 0 | 0 | 0 | 0 | 0 | 0 | 0 | 0 | 0 | 0 | 0 | 0 | 0 | 0 | 0 | 0 | 0 | 0 | 0 | 0 | 0 | 0 | 0
1501001246 | EA | FILTER, 18 X 20 X 2, PLEATED MDL 40 HI-CAP MERV 10 (18X20X2) | HVAC | FILTERS | FILTERS | CENTRAL STORES | 3.5457 | 101 | 358.1157 | 0 | 0 | 2 | 3 | 0 | 3 | 2 | 0 | 1 | 2 | 2 | 2 | 0 | 0 | 2 | 4 | 0 | 2 | 0 | 4 | 0 | 4 | 0
1600002398 | FT | CONDUIT, FLEXIBLE METAL - REDUCED WALL: 1 IN TRADE SIZE, ALUMINUM | ELECTRICAL | CONDUIT | CONDUIT | CENTRAL STORES | 2.8978 | 100 | 289.78 | 0 | 0 | 0 | 0 | 0 | 0 | 0 | 0 | 0 | 0 | 0 | 0 | 0 | 40 | 0 | 0 | 0 | 0 | 0 | 0 | 0 | 0 | 0
1501001177 | EA | FILTER, 20 X 24 X 4, PLEATED MDL 40 HI-CAP MERV 13 (20X24X4) | HVAC | FILTERS | FILTERS | CENTRAL STORES | 30.8481 | 99 | 3053.9619 | 0 | 8 | 0 | 16 | 0 | 1 | 4 | 12 | 8 | 16 | 0 | 0 | 8 | 0 | 24 | 14 | 38 | 0 | 8 | 0 | 0 | 0 | 0
1600001677 | EA | LAMP, INCANDESCENT, 116W/130V (WESTINGHOUSE 116A21/TS CLR) TRAFFIC SIGNAL | LIGHTING | LAMPS | LAMPS | CENTRAL STORES | 3.09 | 99 | 305.91 | 0 | 0 | 0 | 0 | 0 | 0 | 0 | 0 | 0 | 0 | 0 | 0 | 0 | 0 | 0 | 0 | 0 | 0 | 0 | 0 | 0 | 0 | 0
1600002014 | EA | STRAP, 1-1/4', EMT, (1 HOLE) | HARDWARE | HANGARS | HANGARS | CENTRAL STORES | 0.33 | 97 | 32.01 | 0 | 0 | 0 | 0 | 0 | 0 | 0 | 0 | 0 | 0 | 0 | 0 | 0 | 0 | 0 | 0 | 0 | 0 | 0 | 0 | 0 | 0 | 0
AS-0000013 | EA | FLOOR TILE; VCT; BLUE WITH LIGHT AND DARK GRAY ACCENTS; 12â€³ X 12â€³; MANNINGTON 060805A | ATTIC STOCK | FLOORING | TILE | CENTRAL STORES | 0.01 | 96 | 0.96 | 0 | 0 | 0 | 0 | 0 | 0 | 0 | 0 | 0 | 0 | 0 | 0 | 0 | 0 | 0 | 0 | 0 | 0 | 0 | 0 | 0 | 0 | 0
AS-0000050 | EA | FLOOR TILE; CERAMIC; BEIGE CITY VIEW; 18â€³ X 18â€³; ATLAS CONCORDE CY01 18181P; LAKE NONA COM BUILDING 1002 | ATTIC STOCK | FLOORING | TILE | CENTRAL STORES | 0.01 | 95 | 0.95 | 0 | 0 | 0 | 0 | 0 | 0 | 0 | 0 | 0 | 0 | 0 | 0 | 0 | 0 | 0 | 0 | 0 | 0 | 0 | 0 | 0 | 0 | 0
1501002238 | EA | FILTER, 16 X 24 X 2, 30/30, DUAL 9, HIGH-CAPACITY, MERV 9, (16X24X2) | HVAC | FILTERS | FILTERS | CENTRAL STORES | 10.24 | 94 | 962.56 | 6 | 0 | 0 | 0 | 0 | 0 | 0 | 6 | 0 | 0 | 0 | 6 | 0 | 0 | 0 | 0 | 0 | 0 | 6 | 0 | 0 | 0 | 0
1600002245 | EA | WIRE NUT, CONNECTOR, LUBRICATED, BLUE/DK. BLUE (IDEAL #30-264) | ELECTRICAL | WIRE NUTS | WIRE NUTS | CENTRAL STORES | 1.4549 | 94 | 136.7606 | 0 | 0 | 0 | 0 | 0 | 0 | 0 | 0 | 0 | 0 | 0 | 0 | 0 | 0 | 0 | 0 | 0 | 0 | 0 | 0 | 0 | 0 | 0
1600001940 | EA | 3/4â€³ BELLBOX THREADED PLUG / 3/4â€³ BELL BOX PLUG THREADED | TBD | TBD | TBD | CENTRAL STORES | 1.01 | 93 | 93.93 | 0 | 0 | 0 | 0 | 0 | 0 | 0 | 0 | 0 | 0 | 0 | 0 | 0 | 0 | 0 | 0 | 0 | 0 | 0 | 0 | 0 | 0 | 0
AS-0000038 | EA | FLOOR TILE; CERAMIC; STEEL STRUCTURE GRAY; 6â€³ X 6â€³; DALITE CN91 65651P6; CSEL BUILDING 0140 | ATTIC STOCK | FLOORING | TILE | CENTRAL STORES | 0.01 | 93 | 0.93 | 0 | 0 | 0 | 0 | 0 | 0 | 0 | 0 | 0 | 0 | 0 | 0 | 0 | 0 | 0 | 0 | 0 | 0 | 0 | 0 | 0 | 0 | 0
AS-0000004 | EA | FLOOR TILE; VCT; MEDIUM GRAY BIO BASED TILE; 12â€³ X 12â€³ | ATTIC STOCK | FLOORING | TILE | CENTRAL STORES | 0.01 | 90 | 0.9 | 0 | 0 | 0 | 0 | 0 | 0 | 0 | 0 | 0 | 0 | 0 | 0 | 0 | 0 | 0 | 0 | 0 | 0 | 0 | 0 | 0 | 0 | 0
AS-0000046 | EA | FLOOR TILE; CERAMIC; WALNUT; 12â€³ X 12â€³; STONE PEAK CERAMICS 5527; CSEL BUILDING 0140 | ATTIC STOCK | FLOORING | TILE | CENTRAL STORES | 0.01 | 89 | 0.89 | 0 | 0 | 0 | 0 | 0 | 0 | 0 | 0 | 0 | 0 | 0 | 0 | 0 | 0 | 0 | 0 | 0 | 0 | 0 | 0 | 0 | 0 | 0
AS-0000051 | EA | FLOOR TILE; CERAMIC; BEIGE TERRAZZO; 12â€³ X 12â€³; TECTURA T2-2; FOR STAIRWELL IN BUSINESS ADMINISTRATION BUILDING 0094 | ATTIC STOCK | FLOORING | TILE | CENTRAL STORES | 0.01 | 87 | 0.87 | 0 | 0 | 0 | 0 | 0 | 0 | 0 | 0 | 0 | 0 | 0 | 0 | 0 | 0 | 0 | 0 | 0 | 0 | 0 | 0 | 0 | 0 | 0
1600002268 | EA | GE254MVPS90-A ULTRASTART WATT-MISER ELECTRONIC LINEAR FLUORESCENT BALLAST; 277 VOLT, (2-LAMP), PROGRAMMED RAPID START | LIGHTING | BALLASTS | BALLASTS | CENTRAL STORES | 26.09 | 86 | 2243.74 | 0 | 0 | 0 | 0 | 10 | 0 | 8 | 10 | 0 | 4 | 0 | 0 | 0 | 0 | 0 | 0 | 0 | 0 | 0 | 0 | 0 | 0 | 0
2300001006 | EA | ANCHOR, 3/8-16â€³, MACHINE SCREW | FASTENERS | ANCHORS | ANCHORS | CENTRAL STORES | 0.6651 | 86 | 57.1986 | 0 | 0 | 0 | 0 | 0 | 0 | 0 | 0 | 0 | 0 | 0 | 0 | 0 | 0 | 0 | 0 | 0 | 0 | 0 | 0 | 0 | 0 | 0
2300001296 | EA | BOLT, 0.125 INCH X 3 INCH SLOT RD TOGGLE BOLT | FASTENERS | BOLTS | BOLTS | CENTRAL STORES | 0.21 | 86 | 18.06 | 0 | 0 | 0 | 0 | 0 | 0 | 0 | 0 | 0 | 0 | 0 | 0 | 0 | 0 | 0 | 0 | 0 | 0 | 0 | 0 | 0 | 0 | 0
AS-0000018 | EA | FLOOR TILE; VCT; GOLDEN-YELLOW BACKGROUND WITH BLUE, RED, AND WHITE ACCENTS; 12â€³ X 12â€³; ARMSTRONG 52516; PHYSICAL SCIENCES BUILDING 0121 | ATTIC STOCK | FLOORING | TILE | CENTRAL STORES | 0.01 | 84 | 0.84 | 0 | 0 | 0 | 0 | 0 | 0 | 0 | 0 | 0 | 0 | 0 | 0 | 0 | 0 | 0 | 0 | 0 | 0 | 0 | 0 | 0 | 0 | 0
0900001320 | EA | CARPET CLEANER, DIVERSEY, GENERAL PURPOSE SPOTTER, 904192, N00671, (REPLACES 0900001155 ZEP BREAKAWAY CARPET SPOTTER), 6/CASE, ISSUED INDIVIDUALLY | CLEANING | FLOOR CARE | FLOOR CARE | CENTRAL STORES | 8.6973 | 83 | 721.8759 | 203 | 48 | 18 | 3 | 0 | 3 | 14 | 0 | 0 | 6 | 10 | 6 | 24 | 24 | 0 | 0 | 0 | 0 | 0 | 0 | 0 | 0 | 0
1501002208 | EA | FILTER, BAG, 24X20X12, HEIGHT X WIDTH X DEPTH, (VERTICAL CONFIGURATION), MERV14A, CAMFIL 8P, 405619B12 (REPLACES 1501003005) | HVAC | FILTERS | FILTERS | CENTRAL STORES | 29.2 | 82 | 2394.4 | 1 | 3 | 0 | 10 | 0 | 33 | 0 | 66 | 18 | 14 | 0 | 4 | 0 | 0 | 0 | 11 | 14 | 13 | 0 | 0 | 0 | 0 | 0
1600002487 | PK | LAMP, LED, COMPACT, 15W, BR30 XL SW, (COACHES OFFICE) | LIGHTING | LAMPS | LAMPS | CENTRAL STORES | 5.98 | 80 | 478.4 | 0 | 0 | 0 | 18 | 40 | 16 | 10 | 0 | 26 | 0 | 0 | 0 | 0 | 0 | 0 | 20 | 0 | 0 | 2 | 0 | 0 | 0 | 0
1600001812 | EA | NUT, 1/2â€³ CONDUIT, LOCK | FASTENERS | NUTS | NUTS | CENTRAL STORES | 1.3616 | 79 | 107.5664 | 0 | 0 | 0 | 0 | 0 | 0 | 0 | 0 | 0 | 0 | 0 | 0 | 0 | 0 | 0 | 0 | 0 | 0 | 0 | 0 | 0 | 0 | 0
2300001007 | EA | ANCHOR, 3/16â€³, PLASTIC, #8-10 X 7/8â€³, YELLOW | FASTENERS | BOLTS | BOLTS | CENTRAL STORES | 0.018 | 78 | 1.404 | 0 | 0 | 0 | 0 | 0 | 0 | 0 | 0 | 0 | 0 | 0 | 0 | 0 | 0 | 0 | 0 | 0 | 0 | 0 | 0 | 0 | 0 | 0
1600002102 | EA | WASHER, 3/4â€³ TO 1/2â€³, REDUCING | FASTENERS | WASHERS | WASHERS | CENTRAL STORES | 0.1688 | 77 | 12.9976 | 0 | 0 | 0 | 0 | 0 | 0 | 0 | 0 | 0 | 0 | 0 | 0 | 0 | 0 | 0 | 0 | 0 | 0 | 0 | 0 | 0 | 0 | 0
0900001084 | BX | GLOVES, NITRILE GLOVES, EXTRA LARGE SIZE, BOX OF 100 EACH, #8644XL | SAFETY | PPE | PPE | CENTRAL STORES | 3.5504 | 76 | 269.8304 | 91 | 47 | 138 | 35 | 69 | 24 | 92 | 97 | 93 | 87 | 82 | 56 | 76 | 36 | 36 | 3 | 31 | 30 | 5 | 6 | 0 | 0 | 0
1600003111 | EA | LAMP; GENERAL ELECTRIC LED9G24Q-H/840; LED PLUG-IN 9W G24 900L 4000K HORIZONTAL | LIGHTING | LED | LED | CENTRAL STORES | 11.42 | 76 | 867.92 | 0 | 0 | 0 | 0 | 0 | 0 | 0 | 0 | 0 | 0 | 0 | 0 | 0 | 0 | 0 | 0 | 0 | 0 | 0 | 0 | 0 | 0 | 0
AS-0000033 | EA | FLOOR TILE; VCT; BEIGE BACKGROUND WITH GREEN, BLUE, BURGUNDY, AND BROWN PAINT STROKE ACCENTS; 12â€³ X 12â€³; TARKETT 2026; BIOLOGICAL SCIENCES BUILDING 0020 | ATTIC STOCK | FLOORING | TILE | CENTRAL STORES | 0.01 | 76 | 0.76 | 0 | 0 | 0 | 0 | 0 | 0 | 0 | 0 | 0 | 0 | 0 | 0 | 0 | 0 | 0 | 0 | 0 | 0 | 0 | 0 | 0 | 0 | 0
AS-0000021 | EA | FLOOR TILE; VCT; LIGHT BLUE BACKGROUND WITH BLUE AND GRAY ACCENTS; 12â€³ X 12â€³; TARKETT EXPRESSIONS 2034; BUILDING UNKNOWN | ATTIC STOCK | FLOORING | TILE | CENTRAL STORES | 0.01 | 75 | 0.75 | 0 | 0 | 0 | 0 | 0 | 0 | 0 | 0 | 0 | 0 | 0 | 0 | 0 | 0 | 0 | 0 | 0 | 0 | 0 | 0 | 0 | 0 | 0
1501001185 | EA | FILTER, 12 X 24 X 4, PLEATED MDL 40 HI-CAP MERV 13 (12X24X4) | HVAC | FILTERS | FILTERS | CENTRAL STORES | 16.5892 | 74 | 1227.6008 | 0 | 0 | 0 | 0 | 0 | 31 | 0 | 0 | 0 | 8 | 0 | 4 | 0 | 0 | 0 | 5 | 23 | 0 | 0 | 0 | 0 | 0 | 0
AS-0000065 | EA | FLOOR TILE; CERAMIC; SILVER GRAY COLOR; 6â€³ X 6â€³; TECHNOLOGY COMMONS II BUILDING 0029 | ATTIC STOCK | FLOORING | TILE | CENTRAL STORES | 0.01 | 74 | 0.74 | 0 | 0 | 0 | 0 | 0 | 0 | 0 | 0 | 0 | 0 | 0 | 0 | 0 | 0 | 0 | 0 | 0 | 0 | 0 | 0 | 0 | 0 | 0
0900001073 | EA | ERASER, 12â€³ CHALKBOARD (BAKER SCOFOAM #12) 12/CASE | CLEANING | EQUIPMENT | EQUIPMENT | CENTRAL STORES | 15.0926 | 72 | 1086.6672 | 0 | 12 | 2 | 0 | 2 | 0 | 0 | 0 | 12 | 0 | 0 | 0 | 0 | 0 | 0 | 0 | 0 | 0 | 0 | 0 | 0 | 0 | 0
1600001813 | EA | NUT, 3/4â€³ CONDUIT, LOCK | FASTENERS | NUTS | NUTS | CENTRAL STORES | 0.2046 | 72 | 14.7312 | 0 | 0 | 0 | 0 | 0 | 0 | 0 | 0 | 0 | 0 | 0 | 0 | 0 | 0 | 0 | 0 | 0 | 0 | 0 | 0 | 0 | 0 | 0
1501001156 | EA | FILTER, 18-1/4 X 33 X 2, PLEATED MDL 40 HI-CAP MERV 10 (18.25X33X2) | HVAC | FILTERS | FILTERS | CENTRAL STORES | 35.21 | 70 | 2464.7 | 0 | 0 | 0 | 0 | 12 | 0 | 0 | 0 | 8 | 0 | 9 | 0 | 0 | 0 | 8 | 0 | 0 | 0 | 0 | 0 | 0 | 0 | 0
1501001190 | EA | FILTER, 12 X 12 X 2, PLEATED MDL 40 HI-CAP MERV 10 (12X12X2) | HVAC | FILTERS | FILTERS | CENTRAL STORES | 4.99 | 69 | 344.31 | 0 | 0 | 0 | 2 | 0 | 2 | 0 | 0 | 0 | 2 | 2 | 0 | 0 | 2 | 2 | 0 | 4 | 0 | 0 | 0 | 2 | 0 | 0
1501001178 | EA | FILTER, 24 X 24 X 4, PLEATED MDL 40 HI-CAP MERV 13 (24X24X4) | HVAC | FILTERS | FILTERS | CENTRAL STORES | 25.49 | 68 | 1733.32 | 6 | 8 | 0 | 0 | 0 | 46 | 0 | 25 | 0 | 19 | 0 | 26 | 0 | 0 | 0 | 0 | 0 | 0 | 0 | 0 | 0 | 0 | 0
AS-0000054 | EA | FLOOR TILE; CERAMIC; TAN WITH LIGHTER TAN ACCENTS; 12â€³ X 12â€³; CROSSVILLE VS152 PAMPA; CLASSROOM II BUILDING 0098 | ATTIC STOCK | FLOORING | TILE | CENTRAL STORES | 0.01 | 66 | 0.66 | 0 | 0 | 0 | 0 | 0 | 0 | 0 | 0 | 0 | 0 | 0 | 0 | 0 | 0 | 0 | 0 | 0 | 0 | 0 | 0 | 0 | 0 | 0
0900001294 | PK | TOILET SEAT COVERS, PK. 5000 (20PK/CS) | CLEANING | PAPER PRODUCTS | PAPER PRODUCTS | CENTRAL STORES | 3.1684 | 65 | 205.946 | 24 | 22 | 60 | 0 | 44 | 40 | 47 | 60 | 40 | 90 | 83 | 62 | 20 | 0 | 100 | 0 | 0 | 0 | 0 | 0 | 0 | 0 | 0
1501001210 | EA | FILTER, 20 X 20 X 2, PLEATED MDL 40 HI-CAP MERV 13 (20X20X2) | HVAC | FILTERS | FILTERS | CENTRAL STORES | 14.6882 | 63 | 925.3566 | 2 | 19 | 0 | 2 | 0 | 0 | 0 | 2 | 0 | 2 | 0 | 0 | 4 | 0 | 0 | 2 | 0 | 0 | 4 | 0 | 0 | 2 | 0
1600002103 | EA | WASHER, 1â€³ TO 1/2â€³, REDUCING | FASTENERS | WASHERS | WASHERS | CENTRAL STORES | 0.3563 | 63 | 22.4469 | 0 | 0 | 0 | 0 | 0 | 0 | 0 | 0 | 0 | 0 | 0 | 0 | 0 | 0 | 0 | 0 | 0 | 0 | 0 | 0 | 0 | 0 | 0
AS-0000012 | EA | FLOOR TILE; VCT; LIGHT BLUE WITH GRAY ACCENTS; 12â€³ X 12â€³; ARMSTRONG IMPERIAL TEXTURE 51875 (LOOSE - BUILDING UNKNOWN) | ATTIC STOCK | FLOORING | TILE | CENTRAL STORES | 0.01 | 63 | 0.63 | 0 | 0 | 0 | 0 | 0 | 0 | 0 | 0 | 0 | 0 | 0 | 0 | 0 | 0 | 0 | 0 | 0 | 0 | 0 | 0 | 0 | 0 | 0
1501002201 | EA | FILTER, BAG, 12X20X12, HEIGHT X WIDTH X DEPTH, (HORIZONTAL CONFIGURATION), MERV14A, CAMIL 10P, (REPLACES 1501001098) | HVAC | FILTERS | FILTERS | CENTRAL STORES | 73.5938 | 62 | 4562.8156 | 0 | 0 | 0 | 3 | 0 | 2 | 0 | 6 | 0 | 0 | 0 | 0 | 0 | 0 | 3 | 0 | 0 | 0 | 0 | 0 | 0 | 0 | 0
1501001507 | EA | FILTER, 16 X 33 X 1, PLEATED MDL 40 HI-CAP MERV 10 (16X33X1) | HVAC | FILTERS | FILTERS | CENTRAL STORES | 18.73 | 61 | 1142.53 | 0 | 0 | 1 | 1 | 0 | 1 | 0 | 1 | 0 | 1 | 0 | 0 | 0 | 0 | 1 | 0 | 0 | 0 | 0 | 1 | 0 | 1 | 0
1501001491 | EA | FILTER, 20 X 34 X 1, PLEATED MDL 40 HI-CAP MERV 10 (20X34X1) | HVAC | FILTERS | FILTERS | CENTRAL STORES | 15.31 | 59 | 903.29 | 0 | 0 | 0 | 6 | 0 | 2 | 4 | 0 | 6 | 0 | 0 | 0 | 0 | 0 | 6 | 2 | 0 | 0 | 4 | 0 | 0 | 0 | 0
1600002104 | EA | WASHER, 1â€³ TO 3/4â€³, REDUCING | FASTENERS | WASHERS | WASHERS | CENTRAL STORES | 0.4097 | 59 | 24.1723 | 0 | 0 | 0 | 0 | 0 | 0 | 0 | 0 | 0 | 0 | 0 | 0 | 0 | 0 | 0 | 0 | 0 | 0 | 0 | 0 | 0 | 0 | 0
2300001218 | EA | NAIL, #8 H.D., COMMON, (EACH) | FASTENERS | NAILS | NAILS | CENTRAL STORES | 0.01 | 59 | 0.59 | 0 | 0 | 0 | 0 | 0 | 0 | 0 | 0 | 0 | 0 | 0 | 0 | 0 | 0 | 0 | 0 | 0 | 0 | 0 | 0 | 0 | 0 | 0
0900001208 | CS | PAPER TOWEL, NATURAL, 8â€³ X 800', ECO SOFT, WAUSAU PAPER #71300 | CLEANING | PAPER PRODUCTS | PAPER PRODUCTS | CENTRAL STORES | 38.5168 | 57 | 2195.4576 | 0 | 0 | 0 | 0 | 0 | 0 | 0 | 0 | 0 | 0 | 0 | 0 | 0 | 13 | 7 | 15 | 0 | 0 | 0 | 0 | 0 | 0 | 0
1600001859 | EA | NUT, 1/4â€³, KINDORF SPRING, (KINDORF #P1006-1420EG) | FASTENERS | NUTS | NUTS | CENTRAL STORES | 0.7722 | 57 | 44.0154 | 0 | 0 | 0 | 0 | 0 | 0 | 0 | 0 | 0 | 0 | 0 | 0 | 0 | 0 | 0 | 0 | 0 | 0 | 0 | 0 | 0 | 0 | 0
1600001924 | EA | PLATE, GFCI, DUPLEX, RECEPTACLE, (IVORY), LEVITON #80401-I) | ELECTRICAL | PLATES | PLATES | CENTRAL STORES | 0.33 | 57 | 18.81 | 0 | 0 | 0 | 0 | 0 | 0 | 0 | 0 | 0 | 0 | 0 | 0 | 0 | 0 | 0 | 0 | 0 | 0 | 0 | 0 | 0 | 0 | 0
1501001114 | EA | FILTER, 7 X 20 X 1, PLEATED MDL 40 HI-CAP MERV 10 (7X20X1) | HVAC | FILTERS | FILTERS | CENTRAL STORES | 10.37 | 56 | 580.72 | 0 | 0 | 2 | 0 | 0 | 2 | 0 | 0 | 0 | 2 | 0 | 0 | 0 | 0 | 2 | 0 | 0 | 2 | 0 | 0 | 0 | 2 | 0
1501001488 | EA | FILTER, 12-1/2 X 20 X 2, 30/30, DUAL 9, HIGH-CAPACITY, MERV 9, (12.5X20X2) | HVAC | FILTERS | FILTERS | CENTRAL STORES | 14.45 | 56 | 809.2 | 0 | 0 | 0 | 16 | 0 | 0 | 0 | 0 | 16 | 0 | 0 | 0 | 0 | 0 | 16 | 0 | 0 | 0 | 0 | 0 | 16 | 0 | 0
1501001876 | EA | FILTER, 16 X 24 X 1, PLEATED MDL 40 HI-CAP MERV 10 (16X24X1) | HVAC | FILTERS | FILTERS | CENTRAL STORES | 4.1762 | 55 | 229.691 | 0 | 2 | 1 | 0 | 2 | 0 | 0 | 2 | 0 | 0 | 0 | 0 | 0 | 0 | 0 | 0 | 0 | 2 | 0 | 0 | 0 | 0 | 0
1501002230 | EA | FILTER, 12 X 20 X 2, 30/30, DUAL 9, HIGH-CAPACITY, MERV 9, (12X20X2) | HVAC | FILTERS | FILTERS | CENTRAL STORES | 10.41 | 54 | 562.14 | 0 | 0 | 2 | 0 | 0 | 0 | 0 | 4 | 0 | 0 | 0 | 0 | 0 | 0 | 4 | 0 | 0 | 0 | 0 | 2 | 0 | 0 | 0
1501002240 | EA | FILTER, 16 X 24 X 4, 30/30, DUAL 9, HIGH-CAPACITY, MERV 9, (16X24X4) | HVAC | FILTERS | FILTERS | CENTRAL STORES | 30.59 | 54 | 1651.86 | 0 | 0 | 0 | 18 | 0 | 0 | 0 | 0 | 0 | 18 | 0 | 0 | 0 | 0 | 0 | 0 | 18 | 0 | 0 | 0 | 0 | 0 | 0
1501002252 | EA | FILTER, 30 X 36 X 2, 30/30, DUAL 9, HIGH-CAPACITY, MERV 9, (30X36X2) | HVAC | FILTERS | FILTERS | CENTRAL STORES | 47.08 | 54 | 2542.32 | 0 | 0 | 0 | 8 | 0 | 0 | 0 | 0 | 0 | 0 | 4 | 4 | 0 | 0 | 0 | 8 | 4 | 0 | 4 | 0 | 0 | 0 | 0
2300001027 | EA | ANCHOR, 1/4â€³-20 X 3/4â€³, WEDGE | FASTENERS | ANCHORS | ANCHORS | CENTRAL STORES | 0.31 | 54 | 16.74 | 0 | 0 | 0 | 0 | 0 | 0 | 0 | 0 | 0 | 0 | 0 | 0 | 0 | 0 | 0 | 0 | 0 | 0 | 0 | 0 | 0 | 0 | 0
0900001168 | CS | TOWELS, MULTI-FOLD, ONE-PLY, 9.13 X 9.5 | CLEANING | PAPER PRODUCTS | PAPER PRODUCTS | CENTRAL STORES | 27.8804 | 53 | 1477.6612 | 33 | 5 | 70 | 22 | 40 | 25 | 58 | 22 | 50 | 34 | 57 | 0 | 25 | 0 | 0 | 0 | 0 | 0 | 0 | 0 | 0 | 0 | 0
1501001095 | EA | FILTER, 14 X 24 X 2, PLEATED MDL 40 HI-CAP MERV10 (14X24X2) | HVAC | FILTERS | FILTERS | CENTRAL STORES | 9.64 | 51 | 491.64 | 0 | 0 | 0 | 1 | 0 | 1 | 0 | 2 | 2 | 0 | 1 | 0 | 0 | 1 | 2 | 0 | 0 | 0 | 0 | 0 | 1 | 0 | 0
1600001849 | EA | 3/4â€³ CHASE NIPPLE DC / 3/4â€³ CHASE NIPPLE D. C | TBD | TBD | TBD | CENTRAL STORES | 1.29 | 51 | 65.79 | 0 | 0 | 0 | 0 | 0 | 0 | 0 | 0 | 0 | 0 | 0 | 0 | 0 | 0 | 0 | 0 | 0 | 0 | 0 | 0 | 0 | 0 | 0
1600001664 | EA | LAMP, HIGH PRESSURE SODIUM, 35W, COATED, MEDIUM BASE (SYLVANIA 675O1-1) | LIGHTING | LAMPS | LAMPS | CENTRAL STORES | 11.26 | 50 | 563 | 0 | 0 | 0 | 0 | 0 | 0 | 0 | 0 | 0 | 0 | 0 | 0 | 0 | 0 | 0 | 0 | 0 | 0 | 0 | 0 | 0 | 0 | 0
1600002020 | EA | STRAP, 1-1/4â€³, EMT, (2 HOLE) | HARDWARE | HANGARS | HANGARS | CENTRAL STORES | 0.5039 | 50 | 25.195 | 0 | 0 | 0 | 0 | 0 | 0 | 0 | 0 | 0 | 0 | 0 | 0 | 0 | 0 | 0 | 0 | 0 | 0 | 0 | 0 | 0 | 0 | 0
1600003100 | EA | LAMP, LED, SATCO S8916 8.5W A19 60W REPLACEMENT 120-277V 4000K COOL WHITE MEDIUM BASE 800 LUMENS | LIGHTING | LED | LED | CENTRAL STORES | 7.3 | 50 | 365 | 0 | 0 | 0 | 0 | 0 | 0 | 0 | 0 | 0 | 0 | 0 | 70 | 0 | 0 | 0 | 0 | 0 | 0 | 0 | 0 | 0 | 0 | 0
1501001128 | EA | FILTER, 24 X 24 X 1, PLEATED MDL 40 HI-CAP MERV 10 (24X24X1) | HVAC | FILTERS | FILTERS | CENTRAL STORES | 4.51 | 49 | 220.99 | 0 | 0 | 2 | 6 | 0 | 0 | 0 | 24 | 0 | 0 | 0 | 0 | 0 | 0 | 0 | 0 | 0 | 0 | 0 | 0 | 0 | 0 | 0
1600001952 | EA | FITTING, 1/2â€³, GRAY PVC, FEMALE ADAPTER, SCH 40 | ELECTRICAL | CONNECTORS | CONNECTORS | CENTRAL STORES | 0.16 | 49 | 7.84 | 0 | 0 | 0 | 0 | 0 | 0 | 0 | 0 | 0 | 0 | 0 | 0 | 0 | 0 | 0 | 0 | 0 | 0 | 0 | 0 | 0 | 0 | 0
0900001064 | EA | DISPENSER, QUAD, TOILET PAPER, GEORGIA PACIFIC | CLEANING | RESTROOM EQUIP | RESTROOM EQUIP | CENTRAL STORES | 1 | 48 | 48 | 0 | 0 | 0 | 0 | 0 | 0 | 0 | 0 | 11 | 0 | 0 | 7 | 0 | 0 | 0 | 0 | 0 | 0 | 0 | 0 | 0 | 0 | 0
1501001489 | EA | FILTER, 10 X 20 X 2, 30/30, DUAL 9, HIGH-CAPACITY, MERV 9, (10X20X2) | HVAC | FILTERS | FILTERS | CENTRAL STORES | 8.5 | 48 | 408 | 0 | 0 | 0 | 0 | 0 | 0 | 0 | 0 | 0 | 0 | 0 | 2 | 0 | 0 | 0 | 0 | 0 | 0 | 0 | 0 | 2 | 0 | 0
1600002680 | EA | LAMP, FLUORESCENT LAMP T8 35W (4100K) | LIGHTING | LAMPS | LAMPS | CENTRAL STORES | 13.05 | 47 | 613.35 | 0 | 0 | 0 | 0 | 0 | 0 | 0 | 0 | 0 | 0 | 0 | 0 | 0 | 0 | 0 | 0 | 0 | 0 | 0 | 0 | 0 | 0 | 0
1600001931 | EA | PLATE, GFCI, DUPLEX, RECEPTACLE, S/S, BRUSHED, (PASS & SEYMOUR #SS26-D) | ELECTRICAL | PLATES | PLATES | CENTRAL STORES | 3.24 | 45 | 145.8 | 0 | 0 | 0 | 31 | 0 | 9 | 0 | 0 | 0 | 0 | 0 | 0 | 5 | 0 | 0 | 0 | 0 | 0 | 0 | 0 | 0 | 0 | 0
1600001956 | EA | FITTING, 1/2â€³, GRAY PVC, MALE ADAPTER, SCH 40 | ELECTRICAL | CONNECTORS | CONNECTORS | CENTRAL STORES | 0.14 | 45 | 6.3 | 0 | 0 | 0 | 0 | 0 | 0 | 0 | 0 | 0 | 0 | 0 | 0 | 0 | 0 | 0 | 0 | 0 | 0 | 0 | 0 | 0 | 0 | 0
AS-0000003 | EA | FLOOR TILE; VCT; GRAY WITH WHITE SPECKS; 12â€³ X 12â€³; LAKE NONA COLLEGE OF MEDICINE; BUILDING 1002 | ATTIC STOCK | FLOORING | TILE | CENTRAL STORES | 0.01 | 45 | 0.45 | 0 | 0 | 0 | 0 | 0 | 0 | 0 | 0 | 0 | 0 | 0 | 0 | 0 | 0 | 0 | 0 | 0 | 0 | 0 | 0 | 0 | 0 | 0
AS-0000029 | EA | FLOOR TILE; VCT; DARK GRAY BACKGROUND WITH LIGHT GRAY AND BLUISH-GRAY ACCENTS; 12â€³ X 12â€³; ARMSTRONG 51956; PSC BUILDING 0150 | ATTIC STOCK | FLOORING | TILE | CENTRAL STORES | 0.01 | 45 | 0.45 | 0 | 0 | 0 | 0 | 0 | 0 | 0 | 0 | 0 | 0 | 0 | 0 | 0 | 0 | 0 | 0 | 0 | 0 | 0 | 0 | 0 | 0 | 0
1501002251 | EA | FILTER, 22 X 36 X 2, 30/30, DUAL 9, HIGH-CAPACITY, MERV 9, (22X36X2) | HVAC | FILTERS | FILTERS | CENTRAL STORES | 34.92 | 44 | 1536.48 | 0 | 0 | 0 | 8 | 0 | 0 | 0 | 0 | 0 | 0 | 4 | 4 | 0 | 0 | 0 | 8 | 4 | 0 | 4 | 0 | 0 | 0 | 0
1600001684 | EA | LAMP, INCANDESCENT, 25W/120V, APPLIANCE, A15 (25A15-1) | LIGHTING | LAMPS | LAMPS | CENTRAL STORES | 2.98 | 44 | 131.12 | 0 | 0 | 0 | 0 | 0 | 0 | 0 | 0 | 0 | 0 | 0 | 0 | 0 | 0 | 0 | 0 | 0 | 0 | 0 | 0 | 0 | 0 | 0
AS-0000007 | EA | FLOOR TILE; VCT; OYSTER WHITE BACKGROUND WITH GRAY AND MARBLE ACCENTS; 12â€³ X 12â€³; MANNINGTON 080422H; HOUSING TILE | ATTIC STOCK | FLOORING | TILE | CENTRAL STORES | 0.01 | 44 | 0.44 | 0 | 0 | 0 | 0 | 0 | 0 | 0 | 0 | 0 | 0 | 0 | 0 | 0 | 0 | 0 | 0 | 0 | 0 | 0 | 0 | 0 | 0 | 0
AS-0000009 | EA | FLOOR TILE; VCT; TAN BACKGROUND WITH MULTI-COLORED SPECKS; 12â€³ X 12â€³ (LOOSE - BUILDING UNKNOWN) | ATTIC STOCK | FLOORING | TILE | CENTRAL STORES | 0.01 | 44 | 0.44 | 0 | 0 | 0 | 0 | 0 | 0 | 0 | 0 | 0 | 0 | 0 | 0 | 0 | 0 | 0 | 0 | 0 | 0 | 0 | 0 | 0 | 0 | 0
AS-0000019 | EA | FLOOR TILE; VCT; LIGHT BROWN BACKGROUND WITH DARK BROWN AND BEIGE ACCENTS; 12â€³ X 12â€³; AZROCK V-206-3; MATHEMATICAL SCIENCES BUILDING 0012 | ATTIC STOCK | FLOORING | TILE | CENTRAL STORES | 0.01 | 44 | 0.44 | 0 | 0 | 0 | 0 | 0 | 0 | 0 | 0 | 0 | 0 | 0 | 0 | 0 | 0 | 0 | 0 | 0 | 0 | 0 | 0 | 0 | 0 | 0
1600001785 | EA | LAMP HOLDER 5W/7W/9W,600W/250V (PG 2,3,4) / LAMPHOLDER FLUORESCENT FOR 5/7/9WATT 660W-250V (LEVITON #2619) | LIGHTING | LAMPHOLDERS | LAMPHOLDERS | CENTRAL STORES | 2.58 | 43 | 110.94 | 0 | 0 | 0 | 0 | 0 | 0 | 0 | 0 | 0 | 0 | 0 | 0 | 0 | 0 | 0 | 0 | 0 | 0 | 0 | 0 | 0 | 0 | 0
AS-0000079 | EA | FLOOR TILE; CERAMIC; CREAM COLOR WITH BEIGE AND TAN ACCENTS; 12â€³ X 12â€³; ROYAL MOSA 211-V-3030-1 | ATTIC STOCK | FLOORING | TILE | CENTRAL STORES | 0.01 | 43 | 0.43 | 0 | 0 | 0 | 0 | 0 | 0 | 0 | 0 | 0 | 0 | 0 | 0 | 0 | 0 | 0 | 0 | 0 | 0 | 0 | 0 | 0 | 0 | 0
1600001906 | EA | PLATE,1 GANG, BLANK, (IVORY) PLASTIC COVER | ELECTRICAL | PLATES | PLATES | CENTRAL STORES | 0.4 | 42 | 16.8 | 0 | 0 | 0 | 0 | 0 | 0 | 0 | 0 | 0 | 0 | 0 | 0 | 0 | 0 | 0 | 0 | 0 | 0 | 0 | 0 | 0 | 0 | 0
AS-0000006 | EA | FLOOR TILE; VCT; GRAY WITH LIGHT GRAY SPECKS; 12â€³ X 12â€³; ARMSTRONG EXCELON 51956 P630E | ATTIC STOCK | FLOORING | TILE | CENTRAL STORES | 0.01 | 42 | 0.42 | 0 | 0 | 0 | 0 | 0 | 0 | 0 | 0 | 0 | 0 | 0 | 0 | 0 | 0 | 0 | 0 | 0 | 0 | 0 | 0 | 0 | 0 | 0
0900001160 | EA | SPONGE, STAINLESS STEEL, SCRUBBER (MFG-ACS MODEL #434 PB) | JANITORIAL | SPONGES | SPONGES | CENTRAL STORES | 4.2371 | 41 | 173.7211 | 1 | 0 | 0 | 0 | 15 | 0 | 27 | 10 | 20 | 58 | 37 | 0 | 0 | 10 | 0 | 0 | 0 | 0 | 0 | 0 | 0 | 0 | 0
0900001307 | EA | WIPES, SCRUBS, STAINLESS STEEL CLEANER, K01004 91930 (REPLACES SHEILA SHINE)30/PK 6 PK/CS | CLEANING | RAGS AND WIPES | RAGS AND WIPES | CENTRAL STORES | 32.4617 | 41 | 1330.9297 | 55 | 4 | 66 | 47 | 46 | 24 | 20 | 0 | 61 | 64 | 23 | 0 | 13 | 16 | 4 | 4 | 9 | 0 | 0 | 0 | 0 | 3 | 0
1600001737 | EA | LAMP, HALOGEN, 150W/120V, MINI, CANDLE BASE, FROST, T-4 BULB, 150Q ETHâ€³ | LIGHTING | LAMPS | LAMPS | CENTRAL STORES | 8.98 | 41 | 368.18 | 0 | 0 | 0 | 0 | 20 | 0 | 0 | 0 | 20 | 5 | 0 | 0 | 0 | 0 | 0 | 0 | 0 | 0 | 0 | 0 | 0 | 0 | 0
1600001909 | EA | PLATE, DUPLEX, RECEPTACLE, (S/S BRUSHED) LEVITON # 84003 | ELECTRICAL | PLATES | PLATES | CENTRAL STORES | 1.18 | 40 | 47.2 | 0 | 0 | 0 | 40 | 0 | 0 | 0 | 0 | 0 | 0 | 0 | 0 | 10 | 0 | 0 | 0 | 0 | 0 | 0 | 0 | 0 | 0 | 0
1600002306 | EA | LAMP, FLUORESCENT, 28W (T5) 3500K, 45.2â€³ LG, (40/CS) MILLICAN HALL | LIGHTING | LAMPS | LAMPS | CENTRAL STORES | 252.64 | 40 | 10105.6 | 0 | 0 | 0 | 1 | 0 | 0 | 0 | 1 | 0 | 0 | 0 | 0 | 3 | 0 | 0 | 0 | 0 | 0 | 0 | 0 | 0 | 0 | 0
2500001007 | EA | VISQUINE, 20' X 100', SHEETING, 6MIL -CLR (HURRICANE ITEM) | EMERGENCY | WATER/FLOOD | WATER/FLOOD | CENTRAL STORES | 51.98 | 40 | 2079.2 | 0 | 0 | 0 | 0 | 0 | 0 | 0 | 0 | 0 | 0 | 0 | 0 | 0 | 0 | 0 | 0 | 0 | 0 | 0 | 0 | 0 | 0 | 0
AS-0000102 | EA | KIVA FLOOR, ATTIC STOCK, FLEX 250 PROFILE 2' X 2' SQUARE, **FOR B0122 MIRC, R0103 RAISED FLOORING REPAIRS** | ATTIC STOCK | FLOORING | TILE | CENTRAL STORES | 1 | 40 | 40 | 0 | 0 | 0 | 0 | 0 | 0 | 0 | 0 | 0 | 0 | 0 | 0 | 0 | 0 | 0 | 0 | 0 | 0 | 0 | 0 | 0 | 0 | 0
AS-0000103 | SHEET | MODULAR BASE SYSTEM AND SUPPORT CYLINDERS, ATTIC STOCK, FLEX 250 PROFILE **FOR B0122 MIRC, R0103 RAISED FLOORING REPAIRS** | ATTIC STOCK | FLOORING | TILE | CENTRAL STORES | 1 | 40 | 40 | 0 | 0 | 0 | 0 | 0 | 0 | 0 | 0 | 0 | 0 | 0 | 0 | 0 | 0 | 0 | 0 | 0 | 0 | 0 | 0 | 0 | 0 | 0
0900001206 | EA | DISPENSER, HAND SANITIZER, TOUCH FREE, M-STYLE, FOAMCLEAN, 44008 | CLEANING | PERSONAL CARE | PERSONAL CARE | CENTRAL STORES | 27 | 39 | 1053 | 0 | 1 | 0 | 0 | 0 | 0 | 0 | 0 | 0 | 0 | 0 | 0 | 0 | 0 | 0 | 0 | 0 | 0 | 0 | 0 | 0 | 0 | 0
1600001704 | EA | LAMP, METAL HALIDE, 100W, COATED, GE MVR100/C/U/MED SYLVANIA ONLY !â€³ | LIGHTING | LAMPS | LAMPS | CENTRAL STORES | 28.9 | 39 | 1127.1 | 0 | 0 | 0 | 0 | 0 | 0 | 0 | 0 | 0 | 0 | 0 | 0 | 0 | 0 | 0 | 0 | 0 | 0 | 0 | 0 | 0 | 0 | 0
1501001529 | EA | FILTER, 8.875 X 61.125 X 1, PLEATED MDL 40 HI-CAP MERV 10 (8 7/8 X 61 1/8 X1, 8 7/8X61 1/8X1, 8.875X61.125X1) | HVAC | FILTERS | FILTERS | CENTRAL STORES | 29.12 | 38 | 1106.56 | 4 | 0 | 0 | 26 | 5 | 1 | 5 | 0 | 0 | 3 | 0 | 0 | 1 | 1 | 1 | 1 | 0 | 1 | 2 | 0 | 0 | 3 | 0
0900001010 | EA | DISPENSER, GOJO SOAP, TOUCHLESS (1919-04, LTX12, CHRM/BLK) | CLEANING | RESTROOM EQUIP | RESTROOM EQUIP | CENTRAL STORES | 1 | 37 | 37 | 0 | 0 | 0 | 0 | 0 | 2 | 0 | 0 | 0 | 0 | 0 | 0 | 0 | 0 | 0 | 0 | 0 | 0 | 0 | 0 | 0 | 0 | 0
1501001170 | EA | FILTER, 16 X 25 X 2, PLEATED MDL 40 HI-CAP MERV 13 (16X25X2) | HVAC | FILTERS | FILTERS | CENTRAL STORES | 16.1666 | 37 | 598.1642 | 1 | 0 | 0 | 3 | 0 | 2 | 0 | 1 | 2 | 1 | 0 | 2 | 1 | 0 | 0 | 1 | 0 | 0 | 1 | 0 | 0 | 0 | 0
1501002210 | EA | FILTER, BAG, 24X24X12, HEIGHT X WIDTH X DEPTH, MERV14A, CAMFIL 10P, 405619A12 | HVAC | FILTERS | FILTERS | CENTRAL STORES | 42.623 | 37 | 1577.051 | 0 | 61 | 0 | 174 | 0 | 324 | 8 | 550 | 165 | 206 | 4 | 20 | 25 | 26 | 47 | 0 | 0 | 0 | 0 | 0 | 0 | 0 | 0
1600001742 | EA | LAMP, HALOGEN, 39W/120V, PAR38,SPOTLIGHT, (39PAR38/EV/SP10 120V 6/1) | LIGHTING | LAMPS | LAMPS | CENTRAL STORES | 8.6926 | 37 | 321.6262 | 0 | 0 | 0 | 0 | 0 | 0 | 0 | 0 | 0 | 0 | 0 | 0 | 0 | 0 | 0 | 0 | 0 | 0 | 0 | 0 | 0 | 0 | 0
1600001941 | EA | 1/2â€³ BELLBOX THREADED PLUG / 1/2â€³ BELLBOX THREADED PLUG | TBD | TBD | TBD | CENTRAL STORES | 0.6225 | 37 | 23.0325 | 0 | 0 | 0 | 0 | 0 | 0 | 0 | 0 | 0 | 0 | 0 | 0 | 0 | 0 | 0 | 0 | 0 | 0 | 0 | 0 | 0 | 0 | 0
AS-0000057 | EA | FLOOR TILE; GRANITE; GRAY GRANITE WITH LIGHTER GRAY ACCENTS; 11-13/16â€³ X 11-13/16â€³ (12â€³X12â€³); GEOLOGICA 4557 TRACHITE EUGAN SL; PSYCHOLOGY BUILDING 0099 | ATTIC STOCK | FLOORING | TILE | CENTRAL STORES | 0.01 | 37 | 0.37 | 0 | 0 | 0 | 0 | 0 | 0 | 0 | 0 | 0 | 0 | 0 | 0 | 0 | 0 | 0 | 0 | 0 | 0 | 0 | 0 | 0 | 0 | 0
1600002018 | EA | STRAP, 1â€³, EMT, (1 HOLE) | HARDWARE | HANGARS | HANGARS | CENTRAL STORES | 0.5354 | 36 | 19.2744 | 0 | 0 | 0 | 0 | 0 | 0 | 0 | 0 | 0 | 0 | 0 | 0 | 0 | 0 | 0 | 0 | 0 | 0 | 0 | 0 | 0 | 0 | 0
1600002223 | EA | FITTING, 1-1/2â€³, GRAY PVC, FEMALE ADAPTER, SCH.40 | ELECTRICAL | CONNECTORS | CONNECTORS | CENTRAL STORES | 0.5 | 36 | 18 | 0 | 0 | 0 | 0 | 0 | 0 | 0 | 0 | 0 | 0 | 0 | 0 | 0 | 0 | 0 | 0 | 0 | 0 | 0 | 0 | 0 | 0 | 0
1600001794 | EA | EGG CRATE LOUVERS -WHT 1/2â€³ SQ / LENS, EGG CRATE LOUVERS PLASTIC -WHITE 2' X 4' (PART# 20-2448) | TBD | TBD | TBD | CENTRAL STORES | 20.5389 | 35 | 718.8615 | 0 | 0 | 0 | 0 | 0 | 0 | 0 | 0 | 0 | 0 | 0 | 0 | 0 | 0 | 0 | 0 | 0 | 0 | 0 | 0 | 0 | 0 | 0
1600002425 | EA | LAMP, HALOGEN, 120W/130V, PAR38, FLOOD, 150PAR38/1/5FLâ€³ | LIGHTING | LAMPS | LAMPS | CENTRAL STORES | 9.98 | 35 | 349.3 | 0 | 0 | 0 | 0 | 0 | 0 | 0 | 0 | 0 | 0 | 0 | 0 | 0 | 0 | 0 | 0 | 0 | 0 | 0 | 0 | 0 | 0 | 0
AS-0000016 | EA | FLOOR TILE; VCT; YELLOW-BROWN BACKGROUND WITH BEIGE ACCENTS; 12â€³ X 12â€³; ARMSTRONG 51800 | ATTIC STOCK | FLOORING | TILE | CENTRAL STORES | 0.01 | 35 | 0.35 | 0 | 0 | 0 | 0 | 0 | 0 | 0 | 0 | 0 | 0 | 0 | 0 | 0 | 0 | 0 | 0 | 0 | 0 | 0 | 0 | 0 | 0 | 0
1501001092 | EA | FILTER, 8.875 X 24 X 1, PLEATED MDL 40 HI-CAP MERV 10 (8 7/8 X 24 X 1, 8 7/8X24X1, 8.875X24X1), BUILDING 135 | HVAC | FILTERS | FILTERS | CENTRAL STORES | 7.63 | 34 | 259.42 | 0 | 0 | 0 | 1 | 0 | 0 | 0 | 0 | 0 | 0 | 0 | 0 | 1 | 0 | 0 | 1 | 0 | 0 | 1 | 0 | 0 | 1 | 0
1501001104 | EA | FILTER, 24 X 30 X 1, PLEATED MDL 40 HI-CAP MERV 10 (24X30X1, 30X24X1, 30 X 24 X 1) | HVAC | FILTERS | FILTERS | CENTRAL STORES | 9.53 | 34 | 324.02 | 0 | 0 | 0 | 1 | 0 | 1 | 0 | 1 | 0 | 0 | 1 | 0 | 0 | 0 | 1 | 0 | 0 | 0 | 0 | 0 | 1 | 0 | 0
1501001148 | EA | FILTER, 18 3/4 X 24 X 2, 18-3/4 X 24 2, PLEATED MDL 40 HI-CAP MERV 10 , (18.75 X 24 X X2, 18.75X24X2) | HVAC | FILTERS | FILTERS | CENTRAL STORES | 12.39 | 34 | 421.26 | 0 | 4 | 0 | 0 | 4 | 0 | 4 | 0 | 0 | 4 | 0 | 0 | 0 | 0 | 4 | 0 | 4 | 0 | 0 | 0 | 0 | 0 | 0
1501001176 | EA | FILTER, 20 X 20 X 4, PLEATED MDL 40 HI-CAP MERV 13 (20X20X4) | HVAC | FILTERS | FILTERS | CENTRAL STORES | 17.9443 | 34 | 610.1062 | 0 | 6 | 0 | 26 | 0 | 0 | 4 | 2 | 24 | 6 | 0 | 18 | 6 | 0 | 16 | 0 | 6 | 0 | 2 | 0 | 0 | 0 | 0
1501003009 | EA | FILTER, 14 X 20 X 2 , PLEATED MDL 40 HI-CAP MERV 10 (14X20X2) | HVAC | FILTERS | FILTERS | CENTRAL STORES | 4.98 | 34 | 169.32 | 18 | 20 | 0 | 9 | 8 | 7 | 10 | 20 | 7 | 18 | 12 | 3 | 0 | 12 | 4 | 0 | 24 | 0 | 0 | 0 | 0 | 0 | 0
1600001661 | EA | LAMP, HIGH PRESSURE SODIUM, 100W, CLEAR, MEDIUM (SYLVANIA 67506-O) LU 100 | LIGHTING | LAMPS | LAMPS | CENTRAL STORES | 15.13 | 34 | 514.42 | 0 | 0 | 0 | 0 | 0 | 0 | 0 | 0 | 0 | 0 | 0 | 0 | 0 | 0 | 0 | 0 | 0 | 0 | 0 | 0 | 0 | 0 | 0
1600001779 | EA | 2PIN PLUNGER H.O. LMPHLDR / LAMPHOLDER, BIPIN PLUNGER H.O. (LEVITON #464) | LIGHTING | LAMPHOLDERS | LAMPHOLDERS | CENTRAL STORES | 8.68 | 34 | 295.12 | 0 | 0 | 0 | 0 | 0 | 0 | 0 | 0 | 0 | 0 | 0 | 0 | 0 | 0 | 0 | 0 | 0 | 0 | 0 | 0 | 0 | 0 | 0
1501001132 | EA | FILTER, 14 X 14 X1, PLEATED, MERV 11 (14X14X1) | HVAC | FILTERS | FILTERS | CENTRAL STORES | 6.11 | 33 | 201.63 | 0 | 0 | 0 | 0 | 0 | 0 | 0 | 0 | 0 | 0 | 1 | 0 | 0 | 0 | 1 | 0 | 0 | 0 | 0 | 0 | 1 | 0 | 0
1600002028 | EA | 3/4â€³ KINDORF CONDUIT STRAP / 3/4â€³ KINDORF CONDUIT STRAP C-200 | TBD | TBD | TBD | CENTRAL STORES | 1.5409 | 33 | 50.8497 | 0 | 0 | 0 | 0 | 0 | 0 | 0 | 0 | 0 | 0 | 0 | 0 | 0 | 0 | 0 | 0 | 0 | 0 | 0 | 0 | 0 | 0 | 0
1501001127 | EA | FILTER, 16 X 16 X 2, PLEATED MDL 40 HI-CAP MERV 10 (16X16X2) | HVAC | FILTERS | FILTERS | CENTRAL STORES | 5.2706 | 32 | 168.6592 | 0 | 0 | 1 | 9 | 4 | 1 | 0 | 13 | 0 | 0 | 2 | 4 | 8 | 0 | 3 | 0 | 14 | 0 | 0 | 0 | 6 | 0 | 0
1600001953 | EA | FITTING, 3/4â€³, GRAY PVC, FEMALE ADAPTER, SCH 40 | ELECTRICAL | CONNECTORS | CONNECTORS | CENTRAL STORES | 0.23 | 32 | 7.36 | 0 | 0 | 0 | 0 | 0 | 0 | 0 | 0 | 0 | 0 | 0 | 0 | 0 | 0 | 0 | 0 | 0 | 0 | 0 | 0 | 0 | 0 | 0
1600002364 | EA | LAMP, FLUORESCENT, COMPACT, 24W, (COACH OFFICE), QUAD BI-AX MEDIUM BASE (FLE24QBX/A/827â€³DEAD STOCK - DISCONTINUED AFTER STOCK DEPLETED. | LIGHTING | LAMPS | LAMPS | CENTRAL STORES | 26.5 | 32 | 848 | 0 | 0 | 0 | 0 | 0 | 0 | 0 | 0 | 0 | 0 | 0 | 0 | 0 | 0 | 0 | 0 | 0 | 0 | 0 | 0 | 0 | 0 | 0
1501001157 | EA | FILTER, 18-1/4 X 21-1/2 X 2, PLEATED MDL 40 HI-CAP MERV 10 (18.25X21.5X2) | HVAC | FILTERS | FILTERS | CENTRAL STORES | 15.05 | 30 | 451.5 | 0 | 0 | 0 | 0 | 12 | 0 | 0 | 0 | 8 | 0 | 10 | 0 | 0 | 0 | 8 | 0 | 0 | 0 | 0 | 0 | 0 | 0 | 0
1501002239 | EA | FILTER, 12 X 24 X 4, 30/30, DUAL 9, HIGH-CAPACITY, MERV 9, (12X24X4) | HVAC | FILTERS | FILTERS | CENTRAL STORES | 24.42 | 30 | 732.6 | 0 | 6 | 0 | 6 | 4 | 6 | 3 | 0 | 3 | 0 | 6 | 3 | 3 | 0 | 0 | 9 | 0 | 6 | 0 | 0 | 0 | 0 | 0
1501002247 | EA | FILTER, 24 X 24 X 4, 30/30, DUAL 9, HIGH-CAPACITY, MERV 9, (24X24X4) | HVAC | FILTERS | FILTERS | CENTRAL STORES | 34.63 | 30 | 1038.9 | 0 | 44 | 0 | 29 | 42 | 107 | 5 | 12 | 24 | 42 | 10 | 54 | 77 | 0 | 12 | 14 | 0 | 0 | 0 | 0 | 0 | 0 | 0
1600001793 | EA | PRISMATIC ACRYLIC LENS 2' X 4' / PRISMATIC ACRYLIC LENS (2' X 4') (23 3/4â€³ X 47 3/4â€³) #PAC125-24X | TBD | TBD | TBD | CENTRAL STORES | 19.3499 | 30 | 580.497 | 0 | 0 | 0 | 0 | 0 | 0 | 0 | 0 | 0 | 0 | 0 | 0 | 0 | 0 | 0 | 8 | 0 | 0 | 0 | 0 | 0 | 0 | 0
1600001889 | EA | PLATE, DUPLEX HANDY BOX | ELECTRICAL | PLATES | PLATES | CENTRAL STORES | 0.2 | 30 | 6 | 0 | 0 | 0 | 0 | 0 | 0 | 0 | 0 | 0 | 0 | 0 | 0 | 0 | 0 | 0 | 0 | 0 | 0 | 0 | 0 | 0 | 0 | 0
1600002686 | EA | BATTERY, 4.8V 700MA 0178, XNAA 2F4C40 | ELECTRONICS | BATTERIES | BATTERIES | CENTRAL STORES | 5.7495 | 30 | 172.485 | 0 | 24 | 0 | 0 | 0 | 0 | 0 | 0 | 0 | 0 | 0 | 0 | 10 | 0 | 0 | 0 | 0 | 0 | 0 | 0 | 0 | 0 | 0
AS-0000041 | EA | FLOOR TILE; CERAMIC; COVE BASE; WALNUT HONED; 6â€³ X 12â€³; STONE PEAK CERAMICS PE55; CSEL BUILDING 0140 | ATTIC STOCK | FLOORING | TILE | CENTRAL STORES | 0.01 | 30 | 0.3 | 0 | 0 | 0 | 0 | 0 | 0 | 0 | 0 | 0 | 0 | 0 | 0 | 0 | 0 | 0 | 0 | 0 | 0 | 0 | 0 | 0 | 0 | 0
1600002031 | EA | STRAP, 1â€³, RIGID, (2 HOLE) | HARDWARE | HANGARS | HANGARS | CENTRAL STORES | 0.2442 | 29 | 7.0818 | 0 | 0 | 0 | 0 | 0 | 0 | 0 | 0 | 0 | 0 | 0 | 0 | 0 | 0 | 0 | 0 | 0 | 0 | 0 | 0 | 0 | 0 | 0
1600002319 | EA | TRANSFORMER, CURRENT, ABB ACCURANGE CBT-S 600V CURRENT TRANSFORMER, FLAT BASE, NO BAR, 0.15SB-0.2, (CBT-S, CATALOG#923A516G02), NO PRIMARY BAR, *CRITICAL ITEM: UTILITIES & ENERGY SERVICES ONLY* ** NO SUBSTITUTES AS THIS IS UES STANDARD MODELS ** | ELECTRICAL | TRANSFORMERS | TRANSFORMERS | CENTRAL STORES | 152.9274 | 29 | 4434.8946 | 0 | 0 | 0 | 3 | 0 | 0 | 0 | 0 | 0 | 0 | 0 | 3 | 0 | 0 | 0 | 0 | 0 | 0 | 0 | 0 | 0 | 0 | 0
2000001584 | EA | BUNGEE CORD, 9 INCH, (9â€³) | TBD | TBD | TBD | CENTRAL STORES | 1.7895 | 29 | 51.8955 | 2 | 4 | 0 | 4 | 0 | 0 | 2 | 0 | 0 | 6 | 0 | 0 | 0 | 0 | 0 | 0 | 0 | 0 | 5 | 0 | 0 | 0 | 0
1501001152 | EA | FILTER, 15 X 25 X 4, PLEATED MDL 40 HI-CAP MERV 10 (15X25X4) | HVAC | FILTERS | FILTERS | CENTRAL STORES | 12.46 | 28 | 348.88 | 2 | 2 | 0 | 0 | 0 | 0 | 0 | 2 | 0 | 2 | 0 | 0 | 0 | 0 | 0 | 0 | 2 | 0 | 0 | 0 | 0 | 0 | 0
1501002250 | EA | FILTER, 16 X 20 X 4, 30/30, DUAL 9, HIGH-CAPACITY, MERV 9, (16X20X4) | HVAC | FILTERS | FILTERS | CENTRAL STORES | 28.54 | 28 | 799.12 | 0 | 0 | 0 | 0 | 0 | 0 | 0 | 0 | 0 | 0 | 0 | 0 | 0 | 0 | 0 | 0 | 0 | 0 | 0 | 0 | 0 | 0 | 0
1501002253 | EA | FILTER, 22 X 36 X 4, 30/30, DUAL 9, HIGH-CAPACITY, MERV 9, (22X36X4) | HVAC | FILTERS | FILTERS | CENTRAL STORES | 74.3 | 28 | 2080.4 | 0 | 0 | 0 | 8 | 0 | 0 | 0 | 0 | 0 | 0 | 4 | 4 | 0 | 0 | 0 | 8 | 4 | 0 | 2 | 0 | 0 | 0 | 0
1600001744 | EA | LAMP, HALOGEN, 39W/120V, PAR38, FLOOD, (39PAR38/HAL/FL 120V) | LIGHTING | LAMPS | LAMPS | CENTRAL STORES | 6.98 | 28 | 195.44 | 0 | 0 | 0 | 0 | 0 | 0 | 0 | 0 | 0 | 0 | 0 | 0 | 0 | 0 | 0 | 0 | 0 | 0 | 0 | 0 | 0 | 0 | 0
1600002180 | EA | FITTING, 1â€³, GRAY PVC, MALE ADAPTER, SCH. 40 | ELECTRICAL | CONNECTORS | CONNECTORS | CENTRAL STORES | 0.2315 | 28 | 6.482 | 0 | 0 | 0 | 0 | 0 | 0 | 0 | 0 | 0 | 0 | 0 | 0 | 0 | 0 | 0 | 0 | 0 | 0 | 0 | 0 | 0 | 0 | 0
1600002277 | EA | LAMP, FLUORESCENT, COMPACT, 60W/120V, HIGHMAX (MAXLITE) SKQ60EA50, 5U, 120V, E26, HPF (11271) | LIGHTING | LAMPS | LAMPS | CENTRAL STORES | 33.0571 | 28 | 925.5988 | 0 | 0 | 0 | 0 | 0 | 0 | 0 | 0 | 0 | 0 | 0 | 0 | 0 | 0 | 0 | 0 | 0 | 0 | 0 | 0 | 0 | 0 | 0
1600002280 | EA | BALLAST, FLUORESCENT DIMMING, F54T5/HO, 120/277V, (2 LAMP), *MERCK'S OFFICE* | LIGHTING | BALLASTS | BALLASTS | CENTRAL STORES | 154.9359 | 28 | 4338.2052 | 0 | 0 | 0 | 0 | 0 | 0 | 0 | 0 | 0 | 12 | 0 | 0 | 0 | 0 | 0 | 0 | 0 | 0 | 0 | 0 | 0 | 0 | 0
1600002455 | EA | LAMP, METAL HALIDE, 100W, CLEAR, MEDIUM, HID, M90/O (HOUSING & ENGINEER II ONLY) | LIGHTING | LAMPS | LAMPS | CENTRAL STORES | 32.9 | 28 | 921.2 | 0 | 0 | 0 | 18 | 0 | 0 | 0 | 0 | 0 | 0 | 96 | 0 | 0 | 0 | 0 | 0 | 0 | 0 | 0 | 0 | 0 | 0 | 0
0900001045 | EA | CLEANER, GO KLEAN ALL PURPOSE CLEANER (ONE GALLON) | CLEANING | CHEMICALS | CHEMICALS | CENTRAL STORES | 13.9342 | 27 | 376.2234 | 0 | 66 | 5 | 8 | 8 | 0 | 6 | 0 | 4 | 0 | 0 | 0 | 8 | 0 | 0 | 0 | 0 | 0 | 0 | 0 | 0 | 4 | 0
1501001621 | EA | FILTER, 15 X 25 X 2, PLEATED MDL 40 HI-CAP MERV 10 (15X25X2) | HVAC | FILTERS | FILTERS | CENTRAL STORES | 11.46 | 27 | 309.42 | 2 | 2 | 0 | 0 | 0 | 0 | 0 | 2 | 0 | 2 | 0 | 0 | 0 | 0 | 0 | 0 | 2 | 0 | 0 | 0 | 0 | 0 | 0
1600001660 | EA | LAMP, HIGH PRESSURE SODIUM, 100W, CLR MOGAL(SYLVANIA 67514-0) LU /100/S54 | LIGHTING | LAMPS | LAMPS | CENTRAL STORES | 14.5 | 27 | 391.5 | 0 | 0 | 0 | 0 | 0 | 0 | 0 | 0 | 0 | 0 | 0 | 0 | 0 | 0 | 0 | 0 | 0 | 0 | 0 | 0 | 0 | 0 | 0
1600001814 | EA | NUT, 1â€³ CONDUIT, LOCK | FASTENERS | NUTS | NUTS | CENTRAL STORES | 0.2521 | 27 | 6.8067 | 0 | 0 | 0 | 0 | 0 | 0 | 0 | 0 | 0 | 0 | 0 | 0 | 0 | 0 | 0 | 0 | 0 | 0 | 0 | 0 | 0 | 0 | 0
1600001848 | EA | 1/2â€³ CHASE NIPPLE DC / 1/2â€³ CHASE NIPPLE D.C. | TBD | TBD | TBD | CENTRAL STORES | 1.16 | 27 | 31.32 | 0 | 0 | 0 | 0 | 0 | 0 | 0 | 0 | 0 | 0 | 0 | 0 | 0 | 0 | 0 | 0 | 0 | 0 | 0 | 0 | 0 | 0 | 0
1600002473 | EA | BATTERY, (STICK), 6V NICAD, -GARAGE B | ELECTRONICS | BATTERIES | BATTERIES | CENTRAL STORES | 15.642 | 27 | 422.334 | 0 | 0 | 0 | 0 | 0 | 0 | 0 | 0 | 0 | 0 | 0 | 0 | 0 | 0 | 0 | 0 | 0 | 0 | 0 | 0 | 0 | 0 | 0
0900001025 | EA | SMALL TRACK BRUSH (CARLISLE #4067400) / BRUSH, SMALL TRACK/HAND 24/CS FLO-PAC #15N | JANITORIAL | BRUSHES | BRUSHES | CENTRAL STORES | 2.9879 | 26 | 77.6854 | 66 | 37 | 0 | 105 | 10 | 0 | 10 | 10 | 10 | 12 | 2 | 0 | 39 | 0 | 12 | 0 | 0 | 0 | 0 | 0 | 0 | 0 | 0
1501001118 | EA | FILTER, 12 X 16 X 2, PLEATED MDL 40 HI-CAP MERV 10 (12X16X2) | HVAC | FILTERS | FILTERS | CENTRAL STORES | 5.6772 | 26 | 147.6072 | 0 | 1 | 0 | 1 | 0 | 1 | 0 | 0 | 0 | 1 | 0 | 0 | 1 | 0 | 0 | 1 | 0 | 0 | 1 | 0 | 0 | 4 | 0
1501001149 | EA | FILTER, 18 X 30 X 2, PLEATED MDL 40 HI-CAP MERV 10 , (18X30X2) | HVAC | FILTERS | FILTERS | CENTRAL STORES | 11.1902 | 26 | 290.9452 | 0 | 2 | 0 | 2 | 0 | 2 | 0 | 2 | 2 | 0 | 2 | 2 | 0 | 2 | 0 | 2 | 2 | 2 | 2 | 0 | 0 | 2 | 0
1501001879 | EA | FILTER, 14 X 34 X 1, PLEATED MDL 40 HI-CAP MERV 10 (14X34X1) | HVAC | FILTERS | FILTERS | CENTRAL STORES | 18.35 | 26 | 477.1 | 1 | 0 | 0 | 0 | 0 | 1 | 0 | 0 | 1 | 0 | 0 | 0 | 1 | 0 | 0 | 0 | 0 | 0 | 1 | 0 | 0 | 0 | 0
1600002026 | EA | HANGER, CONDUIT, 1/2â€³, CLAMP W/BLT (GALV STEEL) 050000 | HARDWARE | HANGARS | HANGARS | CENTRAL STORES | 0.4092 | 26 | 10.6392 | 0 | 0 | 0 | 0 | 0 | 0 | 0 | 0 | 0 | 0 | 0 | 0 | 0 | 0 | 0 | 0 | 0 | 0 | 0 | 0 | 0 | 0 | 0
1600002027 | EA | 1/2â€³ KINDORF CONDUIT STRAP / 1/2â€³ KINDORF CONDUIT STRAP | TBD | TBD | TBD | CENTRAL STORES | 1.4885 | 26 | 38.701 | 0 | 0 | 0 | 0 | 0 | 0 | 0 | 0 | 0 | 0 | 0 | 0 | 0 | 0 | 0 | 0 | 0 | 0 | 0 | 0 | 0 | 0 | 0
1600002271 | EA | BULB, DIMMABLE, 16W/12V, (PRES. OFFICE/EXPO), REFLECTOR, FLOOD, ELA16R30, MED | LIGHTING | LAMPS | LAMPS | CENTRAL STORES | 7.4373 | 26 | 193.3698 | 0 | 0 | 0 | 0 | 0 | 0 | 0 | 0 | 0 | 0 | 0 | 0 | 0 | 0 | 0 | 0 | 0 | 0 | 0 | 0 | 0 | 0 | 0
1600002315 | EA | TRANSFORMER, GE REVENUESENSE HIGH ACCURACY CURRENT TRANSFORMER (JAK-0S, CATALOG#750X333002), 0.15S ACC CLASS, 600:5A, LOW BASE, NO PRIMARY BAR, *CRITICAL ITEM: UTILITIES & ENERGY SERVICES ONLY* ** NO SUBSTITUTES AS THIS IS UES STANDARD MODELS ** | ELECTRICAL | TRANSFORMERS | TRANSFORMERS | CENTRAL STORES | 141.3883 | 26 | 3676.0958 | 0 | 0 | 0 | 0 | 0 | 0 | 0 | 0 | 0 | 0 | 0 | 3 | 0 | 0 | 0 | 0 | 0 | 0 | 0 | 0 | 0 | 0 | 0
1600002387 | EA | LAMP, HIGH PRESSURE SODIUM, 50W, CLEAR, MEDIUM, C50S68/D/M | LIGHTING | LAMPS | LAMPS | CENTRAL STORES | 13.4734 | 26 | 350.3084 | 0 | 0 | 0 | 0 | 0 | 0 | 0 | 0 | 0 | 0 | 0 | 0 | 0 | 0 | 0 | 0 | 0 | 0 | 0 | 0 | 0 | 0 | 0
AS-0000062 | EA | FLOOR TILE; CERAMIC; MEDITERRANEAN DESIGN; RAGNO R593 GOLD WING; 20â€³ X 20â€³; MORGRIDGE INTERNATIONAL READING CENTER BUILDING 0122 | ATTIC STOCK | FLOORING | TILE | CENTRAL STORES | 0.01 | 26 | 0.26 | 0 | 0 | 0 | 0 | 0 | 0 | 0 | 0 | 0 | 0 | 0 | 0 | 0 | 0 | 0 | 0 | 0 | 0 | 0 | 0 | 0 | 0 | 0
1501001090 | EA | FILTER, 8.625 X 40.75 X 1, PLEATED MDL 40 HI-CAP MERV 10 (8 5/8 X 40 3/4 X 1, 8 5/8X40 3/4X1, 8.625X40.75X1), BUILDING 135 | HVAC | FILTERS | FILTERS | CENTRAL STORES | 7.2402 | 25 | 181.005 | 0 | 0 | 0 | 1 | 0 | 0 | 0 | 0 | 0 | 0 | 0 | 0 | 0 | 0 | 0 | 0 | 0 | 0 | 0 | 0 | 0 | 0 | 0
1501001110 | EA | FILTER, 9 X 42 X 1, PLEATED MDL 40 HI-CAP MERV 10 , (9X42X1) | HVAC | FILTERS | FILTERS | CENTRAL STORES | 18.69 | 25 | 467.25 | 0 | 0 | 0 | 0 | 1 | 0 | 0 | 1 | 0 | 0 | 0 | 1 | 0 | 0 | 0 | 0 | 0 | 1 | 0 | 0 | 0 | 0 | 0
1600002475 | EA | BATTERY, 3.6V 600MAH NICAD, FOR COOPER LIGHTS | ELECTRONICS | BATTERIES | BATTERIES | CENTRAL STORES | 14.2766 | 25 | 356.915 | 0 | 0 | 0 | 0 | 0 | 0 | 0 | 0 | 0 | 0 | 0 | 0 | 0 | 0 | 0 | 0 | 0 | 0 | 0 | 0 | 0 | 0 | 0
1600002824 | EA | CONNECTOR, 3/4â€³, CARFLEX, STRAIGHT | ELECTRICAL | CONNECTORS | CONNECTORS | CENTRAL STORES | 3.3288 | 25 | 83.22 | 17 | 0 | 0 | 0 | 0 | 0 | 50 | 0 | 0 | 0 | 0 | 0 | 0 | 0 | 0 | 0 | 0 | 0 | 0 | 0 | 0 | 0 | 0
0900001019 | EA | BROOM, ANGLED WITH STICK SMALL 7-1/2 TO 8-3/4 | JANITORIAL | BROOMS | BROOMS | CENTRAL STORES | 11.21 | 24 | 269.04 | 21 | 0 | 0 | 3 | 0 | 7 | 0 | 0 | 21 | 20 | 64 | 2 | 1 | 0 | 0 | 2 | 3 | 0 | 0 | 0 | 0 | 0 | 0
1501001130 | EA | FILTER, 20 X 25 X 1,PLEATED MDL 40 HI-CAP MERV 10 (20X25X1) | HVAC | FILTERS | FILTERS | CENTRAL STORES | 6.09 | 24 | 146.16 | 2 | 1 | 0 | 4 | 0 | 4 | 2 | 2 | 1 | 2 | 3 | 1 | 3 | 0 | 2 | 0 | 1 | 0 | 0 | 0 | 0 | 0 | 0
1501001882 | EA | FILTER, 14 X 35 X 1, PLEATED MDL 40 HI-CAP MERV 10 (14X35X1) | HVAC | FILTERS | FILTERS | CENTRAL STORES | 19.06 | 24 | 457.44 | 1 | 0 | 0 | 0 | 1 | 0 | 1 | 0 | 0 | 1 | 0 | 0 | 1 | 0 | 0 | 0 | 0 | 0 | 0 | 1 | 0 | 1 | 0
1501002241 | EA | FILTER, 20 X 20 X 4, 30/30, DUAL 9, HIGH-CAPACITY, MERV 9, (20X20X4) | HVAC | FILTERS | FILTERS | CENTRAL STORES | 29.73 | 24 | 713.52 | 0 | 0 | 0 | 0 | 0 | 0 | 0 | 0 | 0 | 0 | 0 | 0 | 0 | 0 | 0 | 0 | 0 | 0 | 0 | 0 | 0 | 0 | 0
1600001666 | EA | LAMP, HIGH PRESSURE SODIUM, 100W, CLEAR, MEDIUM E17 | LIGHTING | LAMPS | LAMPS | CENTRAL STORES | 20.67 | 24 | 496.08 | 0 | 0 | 0 | 0 | 0 | 0 | 0 | 0 | 0 | 0 | 0 | 0 | 0 | 0 | 0 | 0 | 0 | 0 | 0 | 0 | 0 | 0 | 0
1600001753 | EA | LAMP, REFLECTOR, FLOOD, 50W/130V (SYLVANIA 15107-1) 50/ER30 | LIGHTING | LAMPS | LAMPS | CENTRAL STORES | 9.2572 | 24 | 222.1728 | 0 | 0 | 0 | 0 | 0 | 0 | 0 | 0 | 0 | 0 | 0 | 0 | 0 | 0 | 0 | 0 | 0 | 0 | 0 | 0 | 0 | 0 | 0
1600002246 | EA | LAMP, FLUORESCENT, COMPACT, 13W, (4 PIN) DOUBLE, (PL-C13W/41/4P)â€³ | LIGHTING | LAMPS | LAMPS | CENTRAL STORES | 4.98 | 24 | 119.52 | 0 | 0 | 0 | 0 | 0 | 0 | 0 | 0 | 0 | 0 | 20 | 0 | 0 | 0 | 0 | 0 | 0 | 0 | 6 | 0 | 0 | 0 | 0
1600002368 | EA | INCNDSCNT LMPHLDR EXTENSION (MED-MED) / INCNDSCNT LMPHLDR EXTENSION (MED-MED) | TBD | TBD | TBD | CENTRAL STORES | 4.3114 | 24 | 103.4736 | 0 | 0 | 0 | 0 | 0 | 0 | 0 | 0 | 0 | 0 | 0 | 0 | 0 | 0 | 0 | 0 | 0 | 0 | 0 | 0 | 0 | 0 | 0
AS-0000060 | EA | FLOOR TILE; CERAMIC; BEIGE BACKGROUND WITH LIGHT GRAY SPECKS; 11-13/16â€³ X 11-13/16â€³ (12â€³X12â€³); GEOTECHNICA G49016 DOLOMITI; PSYCHOLOGY BUILDING 0099 | ATTIC STOCK | FLOORING | TILE | CENTRAL STORES | 0.01 | 24 | 0.24 | 0 | 0 | 0 | 0 | 0 | 0 | 0 | 0 | 0 | 0 | 0 | 0 | 0 | 0 | 0 | 0 | 0 | 0 | 0 | 0 | 0 | 0 | 0
AS-0000063 | EA | FLOOR TILE; CERAMIC; MEDITERRANEAN DESIGN; RAGNO R594 CLIFF TAIL; 20â€³ X 20â€³; MORGRIDGE INTERNATIONAL READING CENTER BUILDING 0122 | ATTIC STOCK | FLOORING | TILE | CENTRAL STORES | 0.01 | 24 | 0.24 | 0 | 0 | 0 | 0 | 0 | 0 | 0 | 0 | 0 | 0 | 0 | 0 | 0 | 0 | 0 | 0 | 0 | 0 | 0 | 0 | 0 | 0 | 0
0900001155 | CA | CARPET SPOTTER, 1250ML BAG, (4/CASE - ISSUED BY CASE ONLY), BUCKEYE, ECO E51 (B.ECOE51) | CLEANING | FLOOR CARE | FLOOR CARE | CENTRAL STORES | 228.7199 | 23 | 5260.5577 | 0 | 0 | 0 | 0 | 10 | 0 | 0 | 0 | 0 | 0 | 0 | 0 | 0 | 0 | 0 | 0 | 0 | 0 | 0 | 0 | 0 | 0 | 0
1501001486 | EA | FILTER, 10 X 24 X 2, PLEATED MDL 40 HI-CAP MERV 10 (10X24X2) | HVAC | FILTERS | FILTERS | CENTRAL STORES | 9.66 | 23 | 222.18 | 1 | 1 | 0 | 0 | 1 | 0 | 1 | 0 | 0 | 1 | 0 | 0 | 0 | 0 | 1 | 0 | 1 | 0 | 0 | 0 | 0 | 0 | 0
1600001747 | EA | LAMP, INCANDESCENT, 150W/120V, PAR38, FLOOD, | LIGHTING | LAMPS | LAMPS | CENTRAL STORES | 6.7184 | 23 | 154.5232 | 0 | 0 | 0 | 0 | 0 | 0 | 0 | 0 | 0 | 0 | 0 | 0 | 0 | 0 | 0 | 0 | 0 | 0 | 0 | 0 | 0 | 0 | 0
1600001788 | EA | LAMPHOLDER 13-W, GX23 BASE (SCREW MNT) / FLUORESCENT LAMPHOLDER FOR 13-W LAMPS, GX23 BASE, VERTICAL, SCREW MOUNT 75W-600V (LEVITON 261B LAMPHOLDER)(EDWIN GAYNOR 1181-13-4H) | LIGHTING | LAMPHOLDERS | LAMPHOLDERS | CENTRAL STORES | 4.504 | 23 | 103.592 | 0 | 0 | 0 | 0 | 0 | 0 | 0 | 0 | 0 | 0 | 0 | 0 | 0 | 0 | 0 | 0 | 0 | 0 | 0 | 0 | 0 | 0 | 0
1600001943 | EA | 2â€³ KNOCK OUT PLUG / 2â€³ KNOCK OUT PLUG | TBD | TBD | TBD | CENTRAL STORES | 1.8972 | 23 | 43.6356 | 0 | 0 | 0 | 0 | 0 | 0 | 0 | 0 | 0 | 0 | 0 | 0 | 0 | 0 | 0 | 0 | 0 | 0 | 0 | 0 | 0 | 0 | 0
1600001965 | EA | FITTING, 1â€³, GRAY PVC, 90 ELL, (S X S), SCH. 40 | ELECTRICAL | CONNECTORS | CONNECTORS | CENTRAL STORES | 0.49 | 23 | 11.27 | 0 | 0 | 0 | 0 | 0 | 0 | 0 | 0 | 0 | 0 | 0 | 0 | 0 | 0 | 0 | 0 | 0 | 0 | 0 | 0 | 0 | 0 | 0
1600002194 | EA | BALLAST, FLUORESCENT, EMERGENCY, I-32 TBTS, SERIES D, 120/277V 60HZ, (1-2 LAMP), IOTA ENGINEERING, L.L.C. | LIGHTING | BALLASTS | BALLASTS | CENTRAL STORES | 89.5404 | 23 | 2059.4292 | 0 | 10 | 48 | 107 | 0 | 0 | 0 | 0 | 0 | 0 | 0 | 0 | 0 | 0 | 0 | 0 | 0 | 0 | 0 | 0 | 0 | 0 | 0
1600002205 | EA | LAMP, METAL HALIDE, 320W -PULSE START -CLR -MOGUL (ROSEN) | LIGHTING | LAMPS | LAMPS | CENTRAL STORES | 25.8739 | 23 | 595.0997 | 0 | 0 | 0 | 0 | 0 | 0 | 0 | 0 | 0 | 0 | 0 | 0 | 0 | 0 | 0 | 0 | 0 | 0 | 0 | 0 | 0 | 0 | 0
1600002278 | EA | PORCELAIN SCKT ADAPTER (MOGUL TO MED) -WHT / MOGUL TO MEDIUM PORCELAIN SOCKET ADAPTER FOR MAXLITE, SKXE40, (CMPCT FLRCENT 60W/120V -MED) 1600002277*(11259) | TBD | TBD | TBD | CENTRAL STORES | 2.01 | 23 | 46.23 | 0 | 0 | 0 | 0 | 0 | 0 | 0 | 0 | 0 | 0 | 0 | 0 | 0 | 0 | 0 | 0 | 0 | 0 | 0 | 0 | 0 | 0 | 0
0900001074 | EA | SPRAY, MARKER BOARD CLEANER, (8FL.OZ.@12/CASE) | CLEANING | FURNITURE CARE | FURNITURE CARE | CENTRAL STORES | 3.3202 | 22 | 73.0444 | 18 | 13 | 0 | 0 | 12 | 0 | 0 | 0 | 0 | 0 | 0 | 0 | 0 | 0 | 0 | 0 | 0 | 0 | 0 | 0 | 0 | 0 | 0
0900001157 | EA | CARPET EXTRACTION CLEANER, 1250ML BAG, (4/CASE - ISSUED BY CASE ONLY), BUCKEYE, ECO E52 (B.ECOE52) | CLEANING | PERSONAL CARE | PERSONAL CARE | CENTRAL STORES | 64.08 | 22 | 1409.76 | 0 | 0 | 0 | 0 | 2 | 0 | 0 | 0 | 0 | 0 | 0 | 0 | 2 | 0 | 0 | 0 | 0 | 0 | 0 | 0 | 0 | 0 | 0
0900001195 | EA | TOILET BRUSH, STANDARD | JANITORIAL | BRUSHES | BRUSHES | CENTRAL STORES | 2.0792 | 22 | 45.7424 | 3 | 2 | 22 | 5 | 0 | 0 | 37 | 21 | 24 | 37 | 0 | 13 | 0 | 0 | 0 | 0 | 0 | 0 | 0 | 0 | 0 | 0 | 0
1501001126 | EA | FILTER, 20 X 23 X 1, PLEATED MDL 40 HI-CAP MERV 10 20X23X1 | HVAC | FILTERS | FILTERS | CENTRAL STORES | 6.57 | 22 | 144.54 | 0 | 0 | 0 | 0 | 0 | 0 | 0 | 0 | 0 | 0 | 0 | 0 | 0 | 0 | 0 | 0 | 0 | 0 | 0 | 0 | 0 | 0 | 0
1501001506 | EA | FILTER, 9 X 33 X 1, PLEATED MDL 40 HI-CAP MERV 10 (9X33X1) | HVAC | FILTERS | FILTERS | CENTRAL STORES | 21.94 | 22 | 482.68 | 3 | 1 | 0 | 7 | 0 | 0 | 0 | 2 | 6 | 2 | 0 | 0 | 2 | 0 | 3 | 2 | 0 | 0 | 0 | 0 | 0 | 0 | 0
1600001663 | EA | LAMP, HIGH PRESSURE SODIUM, LU70W, LAMPCOATED, MEDIUM (SYLVANIA 67505-0) LU 70/D | LIGHTING | LAMPS | LAMPS | CENTRAL STORES | 33.5331 | 22 | 737.7282 | 0 | 0 | 0 | 0 | 0 | 0 | 0 | 0 | 0 | 0 | 0 | 0 | 0 | 0 | 0 | 0 | 0 | 0 | 0 | 0 | 0 | 0 | 0
1600002005 | EA | OCCUPANCY SENSOR, COOPER LIGHTING SOLUTIONS ONW-1001-MV-N-W NEOSWITCH , WALL SWITCH, 180, DUAL TECHNOLOGY, SINGLE LEVEL, 120/277V, COVERAGE: 1000 SQ. FT., (1) SINGLE GANG, WHITE, WALLPLATE INCLUDED; NEUTRAL REQUIRED | ELECTRICAL | SENSORS | SENSORS | CENTRAL STORES | 100.2562 | 22 | 2205.6364 | 10 | 0 | 0 | 0 | 0 | 0 | 0 | 0 | 0 | 22 | 0 | 0 | 0 | 0 | 0 | 0 | 0 | 0 | 0 | 0 | 0 | 0 | 0
1600002025 | EA | HANGER, CONDUIT, 1â€³, CLAMP W/BOLT | HARDWARE | HANGARS | HANGARS | CENTRAL STORES | 0.6395 | 22 | 14.069 | 0 | 0 | 0 | 0 | 0 | 0 | 0 | 0 | 0 | 0 | 0 | 0 | 0 | 0 | 0 | 0 | 0 | 0 | 0 | 0 | 0 | 0 | 0
1600002288 | EA | BALLAST, FLUORESCENT EMERGENCY, 17W-115W/120/277V, 60HZ, C1400 CHLORIDE SYSTEM, 87-1C, BATTERY CONN & LAMP CONN, CHROMITE SYSTEM NI-CAD**DEAD STOCK** | LIGHTING | BALLASTS | BALLASTS | CENTRAL STORES | 125.97 | 22 | 2771.34 | 10 | 0 | 0 | 0 | 0 | 0 | 0 | 0 | 0 | 0 | 0 | 0 | 0 | 0 | 0 | 0 | 0 | 0 | 0 | 0 | 0 | 0 | 0
AS-0000011 | EA | FLOOR TILE; VCT; GRAY BACKGROUND WITH LIGHT BLUE AND GRAY ACCENTS; 12â€³ X 12â€³ (LOOSE - BUILDING UNKNOWN) | ATTIC STOCK | FLOORING | TILE | CENTRAL STORES | 0.01 | 22 | 0.22 | 0 | 0 | 0 | 0 | 0 | 0 | 0 | 0 | 0 | 0 | 0 | 0 | 0 | 0 | 0 | 0 | 0 | 0 | 0 | 0 | 0 | 0 | 0
1501001096 | EA | FILTER, 3-7/8X19-1/4X1, **STUDENT UNION**, PLEATED MDL 40 HI-CAP MERV10 (3 7/8 X 19 1/4 X 1, 3.875X19.25X1) | HVAC | FILTERS | FILTERS | CENTRAL STORES | 4.294 | 21 | 90.174 | 0 | 0 | 2 | 0 | 0 | 2 | 0 | 0 | 0 | 2 | 0 | 0 | 0 | 0 | 2 | 0 | 0 | 0 | 0 | 2 | 0 | 2 | 0
1501001908 | EA | FILTER, 12 X 46 X 1, PLEATED MDL 40 HI-CAP MERV 10 , (12X46X1), CREOL | HVAC | FILTERS | FILTERS | CENTRAL STORES | 22.61 | 21 | 474.81 | 0 | 0 | 0 | 0 | 2 | 0 | 0 | 2 | 0 | 0 | 0 | 2 | 0 | 0 | 0 | 0 | 2 | 0 | 0 | 0 | 2 | 0 | 0
1600001853 | EA | 1/2â€³ OFFSET NIPPLE / 1/2â€³ OFFSET NIPPLE HO221 | TBD | TBD | TBD | CENTRAL STORES | 1.6509 | 21 | 34.6689 | 0 | 0 | 0 | 0 | 0 | 0 | 0 | 0 | 0 | 0 | 0 | 0 | 0 | 0 | 0 | 0 | 0 | 0 | 0 | 0 | 0 | 0 | 0
0900001059 | EA | SCOURING CLEANSER, CAN | CLEANING | CHEMICALS | CHEMICALS | CENTRAL STORES | 3.231 | 20 | 64.62 | 20 | 0 | 0 | 0 | 0 | 6 | 0 | 0 | 0 | 0 | 0 | 0 | 0 | 0 | 0 | 0 | 0 | 0 | 0 | 0 | 0 | 0 | 0
1501001620 | EA | FILTER, 14 X 25 X 2 , PLEATED MDL 40 HI-CAP MERV 10 (14X25X2) | HVAC | FILTERS | FILTERS | CENTRAL STORES | 3.4916 | 20 | 69.832 | 0 | 0 | 0 | 2 | 0 | 2 | 0 | 2 | 0 | 0 | 2 | 0 | 0 | 0 | 2 | 0 | 0 | 2 | 0 | 0 | 2 | 0 | 0
1501002245 | EA | FILTER, 15 X 28 X 4, PLEATED MDL 40 HI-CAP MERV 10 (15X28X4) | HVAC | FILTERS | FILTERS | CENTRAL STORES | 25.31 | 20 | 506.2 | 4 | 0 | 0 | 4 | 0 | 4 | 0 | 0 | 4 | 0 | 0 | 4 | 0 | 0 | 0 | 0 | 0 | 0 | 4 | 0 | 0 | 4 | 0
1600001756 | EA | LAMP, INCANDESCENT, 65W/130V, SMALL, REFLECTOR, FLOOD, (SYLVANIA 65BR30/FL) | LIGHTING | LAMPS | LAMPS | CENTRAL STORES | 5.98 | 20 | 119.6 | 0 | 0 | 0 | 0 | 0 | 0 | 0 | 0 | 0 | 0 | 50 | 0 | 8 | 0 | 0 | 0 | 0 | 0 | 0 | 0 | 0 | 0 | 0
1600001783 | EA | FLRCENT LAMPHOLDER MED. PIN / LAMPHOLDER, FLUORESCENT MED. PIN (LEVITON #13080-W) | LIGHTING | LAMPHOLDERS | LAMPHOLDERS | CENTRAL STORES | 4.51 | 20 | 90.2 | 0 | 0 | 0 | 0 | 0 | 0 | 0 | 0 | 0 | 0 | 0 | 0 | 0 | 0 | 0 | 0 | 0 | 0 | 0 | 0 | 0 | 0 | 0
1600001904 | EA | PLATE, 1 GANG, BLANK, (WHITE), PLASTIC COVER | ELECTRICAL | PLATES | PLATES | CENTRAL STORES | 0.93 | 20 | 18.6 | 0 | 0 | 0 | 5 | 0 | 10 | 40 | 20 | 5 | 0 | 0 | 0 | 0 | 0 | 0 | 0 | 0 | 0 | 0 | 0 | 0 | 0 | 0
1600001958 | EA | FITTING, 1-1/2â€³, GRAY PVC,MALE ADAPTER, SCH 40 | ELECTRICAL | CONNECTORS | CONNECTORS | CENTRAL STORES | 0.48 | 20 | 9.6 | 0 | 0 | 0 | 0 | 0 | 0 | 0 | 0 | 0 | 0 | 0 | 0 | 0 | 0 | 0 | 0 | 0 | 0 | 0 | 0 | 0 | 0 | 0
1600001961 | EA | FITTING, 1â€³, GRAY PVC, FEMALE ADAPTER, SCH 40 | ELECTRICAL | CONNECTORS | CONNECTORS | CENTRAL STORES | 0.17 | 20 | 3.4 | 0 | 0 | 0 | 0 | 0 | 0 | 0 | 0 | 0 | 0 | 0 | 0 | 0 | 0 | 0 | 0 | 0 | 0 | 0 | 0 | 0 | 0 | 0
1600002212 | EA | PLATE, 2 GANG, SWITCH, IVY (DECORA ONLY) | ELECTRICAL | PLATES | PLATES | CENTRAL STORES | 2.24 | 20 | 44.8 | 0 | 0 | 0 | 0 | 0 | 0 | 0 | 0 | 0 | 50 | 0 | 0 | 0 | 0 | 0 | 0 | 0 | 0 | 0 | 0 | 0 | 0 | 0
1600002273 | EA | BALLAST, FBP50, FLUORESCENT EMERGENCY, 120/277 VAC, 60 HZ, .266 A, (LIGHTOLIER)**DEAD STOCK** | LIGHTING | BALLASTS | BALLASTS | CENTRAL STORES | 121.75 | 20 | 2435 | 0 | 0 | 0 | 0 | 0 | 0 | 0 | 0 | 0 | 0 | 0 | 0 | 0 | 0 | 0 | 0 | 0 | 0 | 0 | 0 | 0 | 0 | 0
1600003006 | CS | LAMP, FLUORESCENT 17W TWO FOOT T8 3000K, (30/CS) F017/830/ECO (ONLY ISSUED BY THE CASE) | LIGHTING | LAMPS | LAMPS | CENTRAL STORES | 154.9364 | 20 | 3098.728 | 0 | 0 | 0 | 0 | 0 | 0 | 0 | 0 | 0 | 0 | 0 | 0 | 0 | 0 | 0 | 0 | 0 | 0 | 0 | 0 | 0 | 0 | 0
AS-0000061 | EA | FLOOR TILE; CERAMIC; MEDITERRANEAN DESIGN; RAGNO R593 GOLD WING; 6.50â€³ X 13â€³; MORGRIDGE INTERNATIONAL READING CENTER BUILDING 0122 | ATTIC STOCK | FLOORING | TILE | CENTRAL STORES | 0.01 | 20 | 0.2 | 0 | 0 | 0 | 0 | 0 | 0 | 0 | 0 | 0 | 0 | 0 | 0 | 0 | 0 | 0 | 0 | 0 | 0 | 0 | 0 | 0 | 0 | 0
1600001736 | EA | LAMP, HALOGEN, 500W/120V, SINGLE-ENDED, MINI-CANDLE BASE, T-4, CLEAR | LIGHTING | LAMPS | LAMPS | CENTRAL STORES | 7.2 | 19 | 136.8 | 0 | 0 | 0 | 0 | 0 | 0 | 0 | 0 | 0 | 0 | 0 | 0 | 0 | 0 | 0 | 0 | 0 | 0 | 0 | 0 | 0 | 0 | 0
1600001927 | EA | PLATE, 2 GANG, DUPLEX, RECEPTACLE, (S/S BRUSHED), JUMBO | ELECTRICAL | PLATES | PLATES | CENTRAL STORES | 9.26 | 19 | 175.94 | 0 | 0 | 0 | 0 | 0 | 0 | 0 | 0 | 0 | 30 | 0 | 0 | 0 | 0 | 0 | 0 | 0 | 0 | 0 | 0 | 0 | 0 | 0
1600002264 | EA | BALLAST, METAL HALLIDE, 50W, (MULTI-TAP), CORE & COIL | LIGHTING | BALLASTS | BALLASTS | CENTRAL STORES | 78.75 | 19 | 1496.25 | 0 | 0 | 0 | 0 | 0 | 0 | 0 | 0 | 0 | 0 | 0 | 0 | 0 | 0 | 0 | 0 | 0 | 0 | 0 | 0 | 0 | 0 | 0
0900001410 | GAL | CARPET CLEANER, N-CAPSUL-8, LOW MOISTURE, 1 GAL., SSS-48072 | CLEANING | FLOOR CARE | FLOOR CARE | CENTRAL STORES | 19.7 | 18 | 354.6 | 0 | 0 | 0 | 0 | 4 | 0 | 0 | 0 | 0 | 0 | 0 | 0 | 0 | 0 | 0 | 0 | 0 | 0 | 0 | 0 | 0 | 0 | 0
1501001162 | EA | FILTER, 12 X 24 X 4, PLEATED MDL 40 HI-CAP MERV 10 (12X24X4) | HVAC | FILTERS | FILTERS | CENTRAL STORES | 6.2741 | 18 | 112.9338 | 3 | 6 | 2 | 3 | 0 | 0 | 0 | 12 | 3 | 3 | 3 | 3 | 0 | 3 | 5 | 6 | 8 | 0 | 9 | 0 | 0 | 0 | 0
1501001192 | EA | FILTER, 23.75X26.5X1**SPECIAL USE - STUDENT UNION**, MERV 10, (23.-3/4X26-1/2X1, 23.75 X 26.5 X 1, 23-3/4 X 26-1/2 X 1) | HVAC | FILTERS | FILTERS | CENTRAL STORES | 14.66 | 18 | 263.88 | 0 | 0 | 4 | 3 | 0 | 4 | 3 | 0 | 0 | 2 | 0 | 0 | 0 | 0 | 5 | 0 | 0 | 0 | 0 | 6 | 0 | 0 | 0
1501001870 | EA | FILTER, 6 X 12 X 1, PLEATED MDL 40 HI-CAP MERV 10 (6X12X1, 12X6X1) | HVAC | FILTERS | FILTERS | CENTRAL STORES | 8.41 | 18 | 151.38 | 1 | 0 | 0 | 0 | 2 | 0 | 2 | 0 | 0 | 2 | 0 | 0 | 2 | 0 | 0 | 0 | 2 | 0 | 0 | 2 | 0 | 2 | 0
1501003007 | EA | FILTER, 20 X 24 X 4, PLEATED MDL 40 HI-CAP MERV 10 (20X24X4) | HVAC | FILTERS | FILTERS | CENTRAL STORES | 8.22 | 18 | 147.96 | 45 | 33 | 0 | 37 | 0 | 19 | 8 | 42 | 18 | 31 | 31 | 13 | 4 | 2 | 13 | 12 | 40 | 14 | 0 | 0 | 0 | 0 | 0
1501003038 | EA | FILTER, 22 X 29 X 2, 30/30, DUAL 9, HIGH-CAPACITY, MERV 9, (22X29X2) | HVAC | FILTERS | FILTERS | CENTRAL STORES | 58.15 | 18 | 1046.7 | 0 | 0 | 0 | 0 | 0 | 0 | 0 | 0 | 0 | 0 | 0 | 0 | 0 | 0 | 0 | 0 | 0 | 0 | 0 | 0 | 0 | 0 | 0
1501003039 | EA | FILTER, 22 X 29 X 4, 30/30, DUAL 9, HIGH-CAPACITY, MERV 9, (22X29X4) | HVAC | FILTERS | FILTERS | CENTRAL STORES | 65.98 | 18 | 1187.64 | 0 | 0 | 0 | 0 | 0 | 0 | 0 | 0 | 0 | 0 | 0 | 0 | 0 | 0 | 0 | 0 | 0 | 0 | 0 | 0 | 0 | 0 | 0
1600001669 | EA | LAMP, HIGH PRESSURE SODIUM,150W, CLEAR, MEDIUM, LU150W S55 (MED BASE)GRAYBAR # 88112247 | LIGHTING | LAMPS | LAMPS | CENTRAL STORES | 13.6579 | 18 | 245.8422 | 0 | 0 | 0 | 0 | 0 | 0 | 24 | 0 | 12 | 0 | 0 | 0 | 0 | 0 | 0 | 0 | 0 | 0 | 0 | 0 | 0 | 0 | 0
1600001705 | EA | LAMP, METAL HALIDE, 175 WATT, QUARTZ , SHAPE ED28, CLEAR, MOGUL SCREW BASE E39. 4000K, CRI 65 (SYLVANIA 64471-1) M175/U | LIGHTING | LAMPS | LAMPS | CENTRAL STORES | 13.5 | 18 | 243 | 0 | 0 | 0 | 0 | 0 | 0 | 0 | 0 | 0 | 0 | 0 | 0 | 0 | 0 | 0 | 0 | 0 | 0 | 0 | 0 | 0 | 0 | 0
1600001787 | EA | 660W/600V LAMPHOLDER / LAMPHOLDER 660W/600V (LEVITON #395) | LIGHTING | LAMPHOLDERS | LAMPHOLDERS | CENTRAL STORES | 2.99 | 18 | 53.82 | 0 | 0 | 0 | 0 | 0 | 0 | 0 | 0 | 0 | 0 | 0 | 0 | 0 | 0 | 0 | 0 | 0 | 0 | 0 | 0 | 0 | 0 | 0
1600002024 | EA | HANGER, CONDUIT, 3/4â€³ CLAMP W/BOLT | HARDWARE | HANGARS | HANGARS | CENTRAL STORES | 0.8497 | 18 | 15.2946 | 0 | 0 | 0 | 0 | 0 | 0 | 0 | 0 | 0 | 0 | 0 | 0 | 0 | 0 | 0 | 0 | 0 | 0 | 0 | 0 | 0 | 0 | 0
1600002402 | EA | BALLAST,ELECTRONIC, F54T5HO 120-277V PHILIPS ADVANCE PROGRAMMED START HIGH TEMP, T5, (16.7IN LENGTH), (4 LAMP), FOR 4FT LAMP, (PHARMACY BLDG.) *(ONLY ORDER #ICN-4S54-90C-2LS-G)* | LIGHTING | BALLASTS | BALLASTS | CENTRAL STORES | 33.1497 | 18 | 596.6946 | 0 | 0 | 0 | 0 | 0 | 0 | 0 | 0 | 0 | 0 | 0 | 0 | 0 | 0 | 0 | 0 | 0 | 0 | 0 | 0 | 0 | 0 | 0
2000001158 | EA | NON-CONDUCTIVE ELECTRICAL LUBE / HILCO-LUBE NON-CONDUCTIVE (ELECTRICAL LUBRICATE - 18OZ) | TBD | TBD | TBD | CENTRAL STORES | 18.3993 | 18 | 331.1874 | 0 | 0 | 0 | 0 | 0 | 0 | 0 | 0 | 0 | 0 | 0 | 0 | 0 | 0 | 0 | 0 | 0 | 0 | 0 | 0 | 0 | 0 | 0
AS-0000048 | EA | FLOOR TILE; CERAMIC; ARTISAN BROWN; 12â€³ X 24â€³; SERENISSIMA NV82; CSEL BUILDING 0140 | ATTIC STOCK | FLOORING | TILE | CENTRAL STORES | 0.01 | 18 | 0.18 | 0 | 0 | 0 | 0 | 0 | 0 | 0 | 0 | 0 | 0 | 0 | 0 | 0 | 0 | 0 | 0 | 0 | 0 | 0 | 0 | 0 | 0 | 0
1501001093 | EA | FILTER, 8.875 X 33.5 X 1, PLEATED MDL 40 HI-CAP MERV 10 (8 7/8 X 33 1/2 X 1, 8 7/8X33 1/2X1, 8.875X33.5X1) | HVAC | FILTERS | FILTERS | CENTRAL STORES | 17.64 | 17 | 299.88 | 0 | 0 | 0 | 2 | 0 | 0 | 0 | 0 | 0 | 1 | 0 | 0 | 1 | 0 | 0 | 1 | 0 | 0 | 1 | 0 | 0 | 1 | 0
1501001553 | EA | FILTER, 16 X 30 X 2, PLEATED MDL 40 HI-CAP MERV 10 (16X30X2) | HVAC | FILTERS | FILTERS | CENTRAL STORES | 14.08 | 17 | 239.36 | 1 | 1 | 0 | 2 | 1 | 2 | 1 | 0 | 0 | 1 | 2 | 0 | 0 | 0 | 2 | 0 | 3 | 0 | 0 | 0 | 2 | 0 | 0
1600001709 | EA | LAMP, METAL HALIDE, 175W, TUBE, (T15), PHILLIPS #(MH 175W/U/T15) | LIGHTING | LAMPS | LAMPS | CENTRAL STORES | 32.98 | 17 | 560.66 | 0 | 0 | 0 | 0 | 0 | 0 | 0 | 0 | 6 | 0 | 0 | 0 | 0 | 0 | 0 | 0 | 0 | 0 | 0 | 0 | 0 | 0 | 0
1600001955 | EA | FITTING, 3/4â€³, GRAY PVC, MALE ADAPTER, SCH 40 | ELECTRICAL | CONNECTORS | CONNECTORS | CENTRAL STORES | 0.3442 | 17 | 5.8514 | 0 | 0 | 0 | 0 | 0 | 0 | 0 | 0 | 0 | 0 | 0 | 0 | 0 | 0 | 0 | 0 | 0 | 0 | 0 | 0 | 0 | 0 | 0
1600002501 | EA | LAMP, FLUORESCENT, COMPACT, 25W, PL-L40W/841/XEW/4P/IS, (ROSEN) | LIGHTING | LAMPS | LAMPS | CENTRAL STORES | 7.98 | 17 | 135.66 | 0 | 0 | 0 | 0 | 0 | 0 | 0 | 0 | 0 | 0 | 0 | 0 | 0 | 0 | 0 | 0 | 0 | 0 | 0 | 0 | 0 | 0 | 0
0900001098 | EA | HOSE, 5/8â€³ JANITOR, 4FT LONG (ONE END ONLY) -BLACK | CLEANING | EQUIPMENT | EQUIPMENT | CENTRAL STORES | 29.57 | 16 | 473.12 | 0 | 0 | 0 | 0 | 0 | 0 | 0 | 0 | 0 | 0 | 0 | 0 | 0 | 0 | 0 | 5 | 0 | 0 | 0 | 0 | 0 | 0 | 0
1501001142 | EA | FILTER, 16 X 16 X 1, PLEATED MDL 40 HI-CAP MERV 10 (16X16X1) | HVAC | FILTERS | FILTERS | CENTRAL STORES | 5.94 | 16 | 95.04 | 5 | 19 | 0 | 7 | 5 | 15 | 2 | 11 | 9 | 15 | 6 | 0 | 18 | 0 | 2 | 9 | 2 | 0 | 0 | 0 | 0 | 0 | 0
1501001153 | EA | FILTER, 17.5 X 24.5 X 4, PLEATED MDL 40 HI-CAP MERV 10 (17.5X24.5X4), 17 1/2X24 1/2X4 | HVAC | FILTERS | FILTERS | CENTRAL STORES | 25.73 | 16 | 411.68 | 4 | 4 | 0 | 0 | 0 | 0 | 0 | 4 | 0 | 0 | 4 | 0 | 0 | 0 | 0 | 0 | 4 | 0 | 0 | 0 | 0 | 0 | 0
1501001179 | EA | FILTER, 20 X 25 X 4, PLEATED MDL 40 HI-CAP MERV 13 (20X25X4) | HVAC | FILTERS | FILTERS | CENTRAL STORES | 63.2671 | 16 | 1012.2736 | 0 | 3 | 6 | 27 | 0 | 12 | 3 | 6 | 33 | 5 | 0 | 5 | 0 | 3 | 8 | 0 | 9 | 0 | 0 | 0 | 0 | 0 | 0
1501001180 | EA | FILTER, *SPECIAL USE*, MERV 14, 12X24X12,METAL FRAME, DOUBLE HEADER, 331-300-102, 1060300-102 (12 X 24 X 12, 24X12X12, 24 X 12 X 12) | HVAC | FILTERS | FILTERS | CENTRAL STORES | 48.132 | 16 | 770.112 | 0 | 0 | 0 | 0 | 0 | 0 | 0 | 0 | 0 | 0 | 0 | 0 | 0 | 0 | 0 | 0 | 0 | 0 | 0 | 0 | 0 | 0 | 0
1501001873 | EA | FILTER, 18 X 32 X 2, PLEATED MDL 40 HI-CAP MERV 10 (18X32X2, 32X18X2) | HVAC | FILTERS | FILTERS | CENTRAL STORES | 29.76 | 16 | 476.16 | 0 | 0 | 0 | 0 | 1 | 0 | 1 | 0 | 0 | 1 | 1 | 0 | 1 | 0 | 0 | 1 | 1 | 0 | 0 | 2 | 0 | 1 | 0
1600001710 | EA | LAMP, METAL HALIDE, 400W, MOGUL BASE (FOR E H & S CHEMICAL ROOM), (MT400BH-E39/41R) , EYE MULTI-METAL LAMP IWASAKI ELECTRIC CO., LTDâ€³ | LIGHTING | LAMPS | LAMPS | CENTRAL STORES | 77.729 | 16 | 1243.664 | 0 | 0 | 0 | 0 | 0 | 0 | 0 | 0 | 0 | 0 | 0 | 0 | 0 | 0 | 0 | 0 | 0 | 0 | 0 | 0 | 0 | 0 | 0
1600001713 | EA | LAMP, METAL HALIDE, 100W, CLEAR, MOGUL BASE (PHILLIPS#33381-5) | LIGHTING | LAMPS | LAMPS | CENTRAL STORES | 45.36 | 16 | 725.76 | 0 | 0 | 0 | 0 | 0 | 0 | 0 | 0 | 0 | 0 | 0 | 0 | 0 | 0 | 0 | 0 | 0 | 0 | 0 | 0 | 0 | 0 | 0
1600001746 | EA | LAMP, LED, 14W, PAR38, FLOOD, INDOOR/OUTDOOR | LIGHTING | LAMPS | LAMPS | CENTRAL STORES | 22.9 | 16 | 366.4 | 0 | 0 | 0 | 0 | 0 | 0 | 0 | 0 | 0 | 0 | 0 | 0 | 0 | 0 | 0 | 0 | 0 | 0 | 0 | 0 | 0 | 0 | 0
1600001754 | EA | LAMP, INCANDESCENT, 75W/130V, REFLECTOR, FLOOD, BR40 -ELLIPTICAL | LIGHTING | LAMPS | LAMPS | CENTRAL STORES | 5.207 | 16 | 83.312 | 0 | 0 | 0 | 0 | 0 | 0 | 0 | 0 | 0 | 0 | 0 | 0 | 0 | 0 | 0 | 0 | 0 | 0 | 0 | 0 | 0 | 0 | 0
1600001890 | EA | PLATE, HANDY BOX, BLANK | ELECTRICAL | PLATES | PLATES | CENTRAL STORES | 1.25 | 16 | 20 | 0 | 0 | 0 | 0 | 0 | 0 | 0 | 0 | 0 | 0 | 0 | 0 | 0 | 0 | 0 | 0 | 0 | 0 | 0 | 0 | 0 | 0 | 0
1600003003 | EA | INSULATOR, FUSE BOOT INSULATOR COOPER BUSSMANN 2A0660 SINGLE CONDUCTOR WITH INSULATOR ON ONE-END | ELECTRICAL | FUSES | FUSES | CENTRAL STORES | 4.6701 | 16 | 74.7216 | 0 | 0 | 0 | 0 | 0 | 0 | 0 | 20 | 0 | 0 | 0 | 0 | 0 | 0 | 0 | 0 | 0 | 0 | 0 | 0 | 0 | 0 | 0
AS-0000015 | EA | FLOOR TILE; VINYL; TAN BACKGROUND WITH GRAY, MAROON, AND BLACK ACCENTS; JOHNSONITE â€³CRUNCHBARâ€³ DESIGN, RAISED CIRCLES, 24â€³ X 24â€³ | ATTIC STOCK | FLOORING | TILE | CENTRAL STORES | 0.01 | 16 | 0.16 | 0 | 0 | 0 | 0 | 0 | 0 | 0 | 0 | 0 | 0 | 0 | 0 | 0 | 0 | 0 | 0 | 0 | 0 | 0 | 0 | 0 | 0 | 0
AS-0000077 | EA | FLOOR TILE; CERAMIC; TEXTURED SAND PATTERN; 12â€³ X 12â€³; ROYAL MOSA 1-296-207-RL-2A; BUSINESS ADMINISTRATION II BUILDING 0094 | ATTIC STOCK | FLOORING | TILE | CENTRAL STORES | 0.01 | 16 | 0.16 | 0 | 0 | 0 | 0 | 0 | 0 | 0 | 0 | 0 | 0 | 0 | 0 | 0 | 0 | 0 | 0 | 0 | 0 | 0 | 0 | 0 | 0 | 0
0900001065 | EA | RECEPTACLE, FEMININE NAPKIN, (STAINLESS STEEL) BOBRICK #B270 | CLEANING | RESTROOM EQUIP | RESTROOM EQUIP | CENTRAL STORES | 31.0267 | 15 | 465.4005 | 0 | 0 | 4 | 2 | 0 | 9 | 0 | 0 | 0 | 0 | 0 | 0 | 0 | 0 | 0 | 0 | 0 | 0 | 0 | 0 | 0 | 0 | 0
1501001151 | EA | FILTER, 15 X 20 X 4, PLEATED MDL 40 HI-CAP MERV 10, (15X20X4) | HVAC | FILTERS | FILTERS | CENTRAL STORES | 14.6 | 15 | 219 | 1 | 1 | 0 | 0 | 0 | 0 | 0 | 1 | 0 | 1 | 0 | 0 | 0 | 0 | 0 | 0 | 1 | 0 | 0 | 0 | 0 | 0 | 0
1600001874 | EA | PLATE, SINGLE RECEPTACLE, (TAY MAC 30350-WP) | ELECTRICAL | PLATES | PLATES | CENTRAL STORES | 11.65 | 15 | 174.75 | 0 | 0 | 0 | 0 | 0 | 0 | 5 | 0 | 0 | 0 | 5 | 0 | 0 | 0 | 0 | 0 | 0 | 0 | 0 | 0 | 0 | 0 | 0
1600001923 | EA | COVER, SINGLE GANG BLANK WITH PLATE COVER, PERFECT-LINE CATALOG NUMBER SP41-G | ELECTRICAL | PLATES | PLATES | CENTRAL STORES | 1.1534 | 15 | 17.301 | 0 | 0 | 0 | 0 | 0 | 1 | 0 | 0 | 0 | 0 | 0 | 0 | 4 | 0 | 0 | 0 | 0 | 0 | 0 | 0 | 0 | 0 | 0
1600001926 | EA | PLATE, GFCI, DUPLEX, RECEPTACLE, (WHITE), LEVITON # 80401-W | ELECTRICAL | PLATES | PLATES | CENTRAL STORES | 0.8399 | 15 | 12.5985 | 0 | 0 | 0 | 0 | 0 | 0 | 0 | 0 | 0 | 0 | 0 | 0 | 0 | 0 | 0 | 0 | 0 | 0 | 0 | 0 | 0 | 0 | 0
1600001992 | EA | RECEPTACLE, 20A/125V, DUPLEX, IVORY-DECORA (SIERRA # 1860-SG) | ELECTRICAL | RECEPTACLES | RECEPTACLES | CENTRAL STORES | 6.16 | 15 | 92.4 | 0 | 0 | 0 | 0 | 0 | 0 | 0 | 0 | 0 | 0 | 0 | 0 | 0 | 0 | 0 | 0 | 0 | 0 | 0 | 0 | 0 | 0 | 0
1600002213 | EA | PLATE, 1 GANG, ROCKER SWITCH, WHT, (DECORA ONLY) | ELECTRICAL | PLATES | PLATES | CENTRAL STORES | 0.59 | 15 | 8.85 | 0 | 0 | 0 | 0 | 0 | 0 | 0 | 0 | 0 | 0 | 30 | 0 | 5 | 0 | 0 | 0 | 0 | 0 | 0 | 0 | 0 | 0 | 0
1600002491 | EA | PLATE, SQUARE D, FILLER, BLANK | ELECTRICAL | PLATES | PLATES | CENTRAL STORES | 1.4343 | 15 | 21.5145 | 0 | 0 | 0 | 0 | 0 | 0 | 0 | 0 | 0 | 0 | 0 | 0 | 0 | 0 | 0 | 0 | 0 | 0 | 0 | 0 | 0 | 0 | 0
1600002492 | EA | PLATE, ITE/SIEMENS, FILLER, BLANK | ELECTRICAL | PLATES | PLATES | CENTRAL STORES | 3.64 | 15 | 54.6 | 0 | 0 | 0 | 0 | 0 | 0 | 0 | 0 | 0 | 0 | 0 | 0 | 0 | 0 | 0 | 0 | 0 | 0 | 0 | 0 | 0 | 0 | 0
2300001221 | PK | NAIL, 6 D, FINISH, BOX | FASTENERS | NAILS | NAILS | CENTRAL STORES | 0.0119 | 15 | 0.1785 | 0 | 0 | 0 | 0 | 0 | 0 | 0 | 0 | 0 | 0 | 0 | 0 | 0 | 0 | 0 | 0 | 0 | 0 | 0 | 0 | 0 | 0 | 0
0900001144 | EA | FURNITURE POLISH, JOHNSON, LEMON, SHINE-UP, SPRAY (17.70OZ - 12 CANS PER CASE - PRICED INDIVIDUALLY) | CLEANING | FURNITURE CARE | FURNITURE CARE | CENTRAL STORES | 1.6215 | 14 | 22.701 | 36 | 6 | 2 | 6 | 2 | 6 | 10 | 7 | 0 | 0 | 0 | 3 | 0 | 0 | 6 | 3 | 6 | 0 | 0 | 0 | 0 | 0 | 0
1600001734 | EA | LAMP, HALOGEN, 150W/130V, SINGLE-ENDED, DC BAY BASE, T-4, CLEAR | LIGHTING | LAMPS | LAMPS | CENTRAL STORES | 5.1286 | 14 | 71.8004 | 0 | 0 | 0 | 0 | 0 | 0 | 0 | 0 | 0 | 0 | 0 | 0 | 0 | 0 | 0 | 0 | 0 | 0 | 0 | 0 | 0 | 0 | 0
1600001739 | EA | LAMP, HALOGEN, 250W/130V, SINGLE-ENDED, MINI CANDLE BASE, T-4 BULB, FROST 250Q/130V | LIGHTING | LAMPS | LAMPS | CENTRAL STORES | 12.0839 | 14 | 169.1746 | 0 | 0 | 0 | 0 | 0 | 0 | 0 | 0 | 0 | 0 | 0 | 0 | 0 | 0 | 0 | 0 | 0 | 0 | 0 | 0 | 0 | 0 | 0
1600001741 | EA | LAMP, HALOGEN, 500W/120V, QUARTZ, DOUBLE-ENDED, T-3, CLEAR, RSC (RECESSES SINGLE CONTACT) R7S 500T3Q/CL/FCLâ€³ | LIGHTING | LAMPS | LAMPS | CENTRAL STORES | 3.98 | 14 | 55.72 | 0 | 0 | 0 | 0 | 0 | 0 | 0 | 0 | 0 | 0 | 0 | 0 | 0 | 0 | 0 | 0 | 0 | 0 | 0 | 0 | 0 | 0 | 0
1600001750 | EA | LAMP, HALOGEN, 72W/120V, PAR38, FLOOD (72PAR38/EVP/FL25 ) | LIGHTING | LAMPS | LAMPS | CENTRAL STORES | 8.9801 | 14 | 125.7214 | 0 | 0 | 0 | 0 | 0 | 0 | 0 | 0 | 0 | 0 | 0 | 0 | 0 | 0 | 0 | 0 | 0 | 0 | 0 | 0 | 0 | 0 | 0
1600001918 | EA | PLATE, 2 GANG, DUPLEX, RECEPTACLE, (IVORY), LEVITON #86916 | ELECTRICAL | PLATES | PLATES | CENTRAL STORES | 0.6886 | 14 | 9.6404 | 0 | 0 | 0 | 0 | 0 | 0 | 0 | 0 | 0 | 0 | 0 | 0 | 0 | 0 | 0 | 0 | 0 | 0 | 0 | 0 | 0 | 0 | 0
1600001942 | EA | 2-1/2â€³ KNOCK OUT PLUG / 2-1/2â€³ KNOCK OUT PLUG | TBD | TBD | TBD | CENTRAL STORES | 5.4582 | 14 | 76.4148 | 0 | 0 | 0 | 0 | 0 | 0 | 0 | 0 | 0 | 0 | 0 | 0 | 0 | 0 | 0 | 0 | 0 | 0 | 0 | 0 | 0 | 0 | 0
1600002201 | EA | LAMP, FLUORESCENT, COMPACT, 22W, (2 PIN) QUAD-TUBE (APOLLO ZONE)PLC15MM/22W/27 PHILLIPS | LIGHTING | LAMPS | LAMPS | CENTRAL STORES | 12.77 | 14 | 178.78 | 0 | 0 | 0 | 0 | 0 | 0 | 0 | 0 | 0 | 0 | 0 | 0 | 0 | 0 | 0 | 0 | 0 | 0 | 0 | 0 | 0 | 0 | 0
1600002855 | EA | 22 WATT LED HID REPLACEMENT; 5000K; MEDIUM BASE; 100-277 VOLT, S39391 | LIGHTING | LAMPS | LAMPS | CENTRAL STORES | 34.3779 | 14 | 481.2906 | 0 | 0 | 0 | 0 | 10 | 0 | 0 | 0 | 0 | 0 | 0 | 0 | 0 | 0 | 0 | 0 | 0 | 0 | 0 | 0 | 0 | 0 | 0
AS-0000058 | EA | FLOOR TILE; GRANITE; TEXTURED GRAY GRANITE WITH LIGHTER GRAY ACCENTS; 23-5/8â€³ X 11-13/16â€³ (24â€³X12â€³); GEOLOGICA 4557 TRACHITE EUGAN ST; PSYCHOLOGY BUILDING 0099 | ATTIC STOCK | FLOORING | TILE | CENTRAL STORES | 0.01 | 14 | 0.14 | 0 | 0 | 0 | 0 | 0 | 0 | 0 | 0 | 0 | 0 | 0 | 0 | 0 | 0 | 0 | 0 | 0 | 0 | 0 | 0 | 0 | 0 | 0
1501001619 | EA | FILTER, 15 X 20 X 2, PLEATED MDL 40 HI-CAP MERV 10 (15X20X2) | HVAC | FILTERS | FILTERS | CENTRAL STORES | 3.71 | 13 | 48.23 | 1 | 1 | 1 | 0 | 0 | 8 | 0 | 1 | 8 | 1 | 0 | 8 | 0 | 0 | 0 | 0 | 1 | 0 | 0 | 0 | 0 | 0 | 0
1501001872 | EA | FILTER, 12 X 14 X 1, PLEATED MDL 40 HI-CAP MERV 10 (12X14X1, 14X12X1) | HVAC | FILTERS | FILTERS | CENTRAL STORES | 10.51 | 13 | 136.63 | 2 | 0 | 0 | 0 | 2 | 0 | 2 | 0 | 0 | 2 | 0 | 0 | 2 | 0 | 0 | 0 | 2 | 0 | 0 | 2 | 0 | 2 | 0
1600001786 | EA | LAMPHOLDER, LONG - FOR T8 & T12 LAMPS / LAMPHOLDER (LEVITON #13057/UN) | LIGHTING | LAMPHOLDERS | LAMPHOLDERS | CENTRAL STORES | 2.3966 | 13 | 31.1558 | 0 | 0 | 10 | 0 | 0 | 0 | 0 | 0 | 0 | 0 | 0 | 0 | 0 | 0 | 0 | 0 | 0 | 0 | 0 | 0 | 0 | 0 | 0
1600002682 | EA | BALLAST, PRGRM RAPID STRT, T5, ELECT., (2 LMP), 120/277V, (PARTNERSHIP III), (SYLVANIA QTP2X28T5/UNV PSN BALLAST ONLY) | LIGHTING | BALLASTS | BALLASTS | CENTRAL STORES | 45.8495 | 13 | 596.0435 | 0 | 0 | 0 | 0 | 0 | 0 | 5 | 0 | 0 | 5 | 0 | 0 | 0 | 0 | 0 | 0 | 0 | 0 | 0 | 0 | 0 | 0 | 0
2300001302 | EA | NUT, 5/8â€³-11, HEX, USS*DEAD STOCK*WILL DISCONTINUE AFTER STOCK DEPLETED | FASTENERS | NUTS | NUTS | CENTRAL STORES | 0.21 | 13 | 2.73 | 0 | 0 | 0 | 0 | 0 | 0 | 0 | 0 | 0 | 0 | 0 | 0 | 0 | 0 | 0 | 0 | 0 | 0 | 0 | 0 | 0 | 0 | 0
AS-0000043 | EA | FLOOR TILE; CERAMIC; DARK BROWN WITH LIGHTER BROWN ACCENTS; 6.50â€³ X 18.50â€³; CSEL BUILDING 0140 | ATTIC STOCK | FLOORING | TILE | CENTRAL STORES | 0.01 | 13 | 0.13 | 0 | 0 | 0 | 0 | 0 | 0 | 0 | 0 | 0 | 0 | 0 | 0 | 0 | 0 | 0 | 0 | 0 | 0 | 0 | 0 | 0 | 0 | 0
0900001026 | EA | BRUSH, PLASTIC ARROW-SHAPED HAND BRUSH (FLO-PAC-289) | JANITORIAL | BRUSHES | BRUSHES | CENTRAL STORES | 4.5213 | 12 | 54.2556 | 10 | 0 | 0 | 20 | 12 | 0 | 0 | 10 | 0 | 10 | 20 | 0 | 0 | 0 | 6 | 0 | 0 | 0 | 0 | 0 | 0 | 0 | 0
0900001051 | EA | AIR FRESHNER, GOOD SENSE (NINE OUNCE CAN) | CLEANING | ODOR CONTROL | ODOR CONTROL | CENTRAL STORES | 6.96 | 12 | 83.52 | 1 | 0 | 0 | 0 | 0 | 0 | 24 | 0 | 0 | 0 | 0 | 0 | 0 | 0 | 0 | 0 | 0 | 0 | 0 | 0 | 0 | 0 | 0
0900001116 | EA | MOP, 10 INCH JOHNNY MOP (WHITE ACRYLIC YARN HEAD) | JANITORIAL | MOPS | MOPS | CENTRAL STORES | 1.74 | 12 | 20.88 | 31 | 2 | 25 | 28 | 0 | 20 | 20 | 0 | 0 | 10 | 14 | 4 | 14 | 0 | 0 | 6 | 0 | 0 | 0 | 0 | 0 | 0 | 0
1501001134 | EA | FILTER, 20 X 30 X 1, PLEATED MDL 40 HI-CAP MERV 10 (20X30X1) | HVAC | FILTERS | FILTERS | CENTRAL STORES | 5.71 | 12 | 68.52 | 3 | 1 | 2 | 1 | 3 | 0 | 3 | 0 | 0 | 3 | 0 | 0 | 2 | 2 | 1 | 2 | 2 | 0 | 0 | 0 | 0 | 0 | 0
1501001160 | EA | FILTER, 12 X 25 X 2, PLEATED MDL 40 HI-CAP MERV 10(12X25X2) | HVAC | FILTERS | FILTERS | CENTRAL STORES | 15.07 | 12 | 180.84 | 0 | 8 | 11 | 1 | 15 | 28 | 1 | 27 | 4 | 7 | 24 | 2 | 30 | 0 | 2 | 0 | 0 | 0 | 0 | 26 | 0 | 1 | 0
1501001166 | EA | FILTER, 14 X 18 X 2, PLEATED MDL 40 HI-CAP MERV 10 (14X18X2) | HVAC | FILTERS | FILTERS | CENTRAL STORES | 8.1062 | 12 | 97.2744 | 0 | 0 | 0 | 0 | 0 | 0 | 0 | 0 | 0 | 0 | 0 | 0 | 0 | 0 | 0 | 0 | 0 | 0 | 0 | 0 | 0 | 0 | 0
1501001167 | EA | FILTER, 12 X 20 X 2, PLEATED MDL 40 HI-CAP MERV 10 (12X20X2) | HVAC | FILTERS | FILTERS | CENTRAL STORES | 3.92 | 12 | 47.04 | 6 | 2 | 0 | 12 | 4 | 10 | 4 | 4 | 4 | 2 | 6 | 4 | 0 | 0 | 8 | 0 | 4 | 2 | 0 | 0 | 0 | 0 | 0
1501001478 | EA | FILTER, 24 X 24 X 12, METAL FRAME, NO HEADER, (24X24X12) MERV 14 | HVAC | FILTERS | FILTERS | CENTRAL STORES | 93.16 | 12 | 1117.92 | 24 | 0 | 0 | 76 | 0 | 24 | 0 | 12 | 0 | 18 | 0 | 0 | 8 | 0 | 24 | 24 | 5 | 0 | 0 | 0 | 0 | 0 | 0
1501001878 | EA | FILTER, 10 X 24 X 1, PLEATED MDL 40 HI-CAP MERV 10 (10X24X1, 24X10X1) | HVAC | FILTERS | FILTERS | CENTRAL STORES | 5.57 | 12 | 66.84 | 1 | 0 | 0 | 0 | 0 | 1 | 0 | 0 | 1 | 0 | 0 | 0 | 1 | 0 | 0 | 0 | 0 | 0 | 1 | 0 | 0 | 0 | 0
1600001708 | EA | LAMP, METAL ARC, 250W, M58, MOGUL, METAL (SYLVANIA 64457-0) M250/U/ BT28 | LIGHTING | LAMPS | LAMPS | CENTRAL STORES | 13.3354 | 12 | 160.0248 | 0 | 0 | 0 | 0 | 0 | 0 | 6 | 0 | 0 | 0 | 0 | 0 | 0 | 0 | 0 | 0 | 0 | 0 | 0 | 0 | 0 | 0 | 0
1600001718 | EA | LAMP, METAL HALIDE, 35W, T4, 830, (MHS-0980), UNPROTECTED ARC TUBE, G12 BASE, M130/E MASTERCOLOR - CLEAR, CDM35/T6/830, (PHILIPS 196972) | LIGHTING | LAMPS | LAMPS | CENTRAL STORES | 29.1667 | 12 | 350.0004 | 0 | 0 | 0 | 0 | 0 | 0 | 0 | 0 | 0 | 0 | 0 | 0 | 0 | 0 | 0 | 0 | 0 | 0 | 0 | 0 | 0 | 0 | 0
1600001997 | EA | REMOTE CONTROL RELAY 1/2 HP,11/2 125V #RR7 GE HEAVY DUTY SPEC. GRADE 20A-125/277V | ELECTRICAL | RELAYS | RELAYS | CENTRAL STORES | 15.05 | 12 | 180.6 | 0 | 0 | 0 | 0 | 0 | 0 | 0 | 0 | 0 | 0 | 0 | 0 | 0 | 0 | 0 | 0 | 0 | 0 | 0 | 0 | 0 | 0 | 0
1600002237 | EA | SWITCH, MOTION SENSOR, LIGHT, WHITE, (WXD-PDT-WT)REPLACES 1600002236 | ELECTRICAL | SWITCHES | SWITCHES | CENTRAL STORES | 104.072 | 12 | 1248.864 | 0 | 0 | 0 | 0 | 0 | 0 | 0 | 0 | 0 | 0 | 0 | 0 | 0 | 0 | 0 | 0 | 0 | 0 | 0 | 0 | 0 | 0 | 0
1600002311 | EA | CONNECTOR, SINGLE, SLIMLINE, STATIONARY LAMPHOLDER, 660W/600V, QUICKWIRE PUSH IN, MOUNT SLIDE ON, USE W/SLIMLINE STATIONARY, FOR 20 GAUGE PANELS, WHITELEVITON 2537USE WITH 1600002310 | ELECTRICAL | CONNECTORS | CONNECTORS | CENTRAL STORES | 5.83 | 12 | 69.96 | 0 | 0 | 0 | 0 | 0 | 0 | 0 | 0 | 0 | 0 | 0 | 0 | 0 | 0 | 0 | 0 | 0 | 0 | 0 | 0 | 0 | 0 | 0
1600002386 | EA | 4â€³ SQ X 1-1/2â€³ DEEP COMBO EXT. RING / 4â€³ SQ X 1-1/2â€³ DEEP COMBO EXT. RING | TBD | TBD | TBD | CENTRAL STORES | 2.3703 | 12 | 28.4436 | 0 | 0 | 0 | 2 | 0 | 0 | 0 | 0 | 0 | 0 | 0 | 0 | 0 | 0 | 0 | 0 | 0 | 0 | 0 | 0 | 0 | 0 | 0
1600002479 | EA | BALLAST, METAL HALIDE, 100W 120/277V, (F-CAN) | LIGHTING | BALLASTS | BALLASTS | CENTRAL STORES | 109.6683 | 12 | 1316.0196 | 0 | 0 | 0 | 0 | 0 | 0 | 0 | 0 | 0 | 0 | 0 | 0 | 0 | 0 | 0 | 0 | 0 | 0 | 0 | 0 | 0 | 0 | 0
2000001188 | EA | BRAKE CLEANER SPRAY / BRAKE CLEANER SPRAY 13 OZ. | TBD | TBD | TBD | CENTRAL STORES | 5.4157 | 12 | 64.9884 | 0 | 20 | 0 | 0 | 0 | 0 | 0 | 0 | 16 | 0 | 0 | 0 | 12 | 0 | 0 | 0 | 0 | 0 | 0 | 0 | 0 | 0 | 0
AS-0000010 | EA | FLOOR TILE; VCT; LIGHT GRAY BACKGROUND WITH DARK GRAY ACCENTS; 12â€³ X 12â€³ (LOOSE - BUILDING UNKNOWN) | ATTIC STOCK | FLOORING | TILE | CENTRAL STORES | 0.01 | 12 | 0.12 | 0 | 0 | 0 | 0 | 0 | 0 | 0 | 0 | 0 | 0 | 0 | 0 | 0 | 0 | 0 | 0 | 0 | 0 | 0 | 0 | 0 | 0 | 0
AS-0000034 | EA | FLOOR TILE; VINYL; CHARCOAL SLATE DESIGN; AMTITE INTERNATIONAL 0807-09-C, 18â€³ X 18â€³; PHYSICAL SCIENCES BUILDING 0121 | ATTIC STOCK | FLOORING | TILE | CENTRAL STORES | 0.01 | 12 | 0.12 | 0 | 0 | 0 | 0 | 0 | 0 | 0 | 0 | 0 | 0 | 0 | 0 | 0 | 0 | 0 | 0 | 0 | 0 | 0 | 0 | 0 | 0 | 0
AS-0000035 | EA | FLOOR TILE; VINYL; SANDSTONE DESIGN; AMTITE INTERNATIONAL 080802-C, 18â€³ X 18â€³; PHYSICAL SCIENCES BUILDING 0121 | ATTIC STOCK | FLOORING | TILE | CENTRAL STORES | 0.01 | 12 | 0.12 | 0 | 0 | 0 | 0 | 0 | 0 | 0 | 0 | 0 | 0 | 0 | 0 | 0 | 0 | 0 | 0 | 0 | 0 | 0 | 0 | 0 | 0 | 0
AS-0000047 | EA | FLOOR TILE; CERAMIC; INDUSTRIAL GRAY; 12â€³ X 24â€³; SERENISSIMA NV83 12241P; CSEL BUILDING 0140 | ATTIC STOCK | FLOORING | TILE | CENTRAL STORES | 0.01 | 12 | 0.12 | 0 | 0 | 0 | 0 | 0 | 0 | 0 | 0 | 0 | 0 | 0 | 0 | 0 | 0 | 0 | 0 | 0 | 0 | 0 | 0 | 0 | 0 | 0
AS-0000071 | EA | FLOOR TILE; CERAMIC; TERRA COTTA SOLID PATTERN; 12â€³ X 12â€³ | ATTIC STOCK | FLOORING | TILE | CENTRAL STORES | 0.01 | 12 | 0.12 | 0 | 0 | 0 | 0 | 0 | 0 | 0 | 0 | 0 | 0 | 0 | 0 | 0 | 0 | 0 | 0 | 0 | 0 | 0 | 0 | 0 | 0 | 0
AS-0000078 | EA | FLOOR TILE; CERAMIC; BEIGE WITH GRAY SPECKS; 12â€³ X 12â€³ | ATTIC STOCK | FLOORING | TILE | CENTRAL STORES | 0.01 | 12 | 0.12 | 0 | 0 | 0 | 0 | 0 | 0 | 0 | 0 | 0 | 0 | 0 | 0 | 0 | 0 | 0 | 0 | 0 | 0 | 0 | 0 | 0 | 0 | 0
0900001207 | CS | TOILET TISSUE, 2 PLY, 865 SHEETS (36CS), ROSEN & EXPO ECO SOFT GREEN SEAL WAUSAU PAPER #61990 | CLEANING | PAPER PRODUCTS | PAPER PRODUCTS | CENTRAL STORES | 55.77 | 11 | 613.47 | 10 | 0 | 0 | 6 | 3 | 3 | 7 | 0 | 1 | 0 | 0 | 0 | 0 | 0 | 0 | 0 | 0 | 0 | 0 | 0 | 0 | 0 | 0
0900001418 | EA | DISPENSER, J-FILL UNO (SINGLE), 5753036 | CLEANING | EQUIPMENT | EQUIPMENT | CENTRAL STORES | 1 | 11 | 11 | 0 | 0 | 0 | 0 | 0 | 0 | 0 | 0 | 0 | 0 | 0 | 0 | 0 | 0 | 0 | 0 | 0 | 0 | 0 | 0 | 0 | 0 | 0
1501001875 | EA | FILTER, 21 X 22 X 1, PLEATED MDL 40 HI-CAP MERV 10 (21X22X1) | HVAC | FILTERS | FILTERS | CENTRAL STORES | 6.0015 | 11 | 66.0165 | 0 | 0 | 0 | 0 | 0 | 0 | 0 | 0 | 0 | 0 | 0 | 0 | 0 | 0 | 0 | 0 | 0 | 0 | 0 | 0 | 0 | 0 | 0
1600001659 | EA | LAMP, HIGH PRESSURE SODIUM, 70W, CLEAR MOGUL (SYLVANIA 67512-0) | LIGHTING | LAMPS | LAMPS | CENTRAL STORES | 13.5142 | 11 | 148.6562 | 0 | 0 | 0 | 0 | 0 | 0 | 0 | 0 | 0 | 0 | 0 | 0 | 0 | 0 | 0 | 0 | 0 | 0 | 0 | 0 | 0 | 0 | 0
1600001752 | EA | LAMP, REFLECTOR, LIGHT, 50W/130V (SYLVANIA #14832-3) 50R20 | LIGHTING | LAMPS | LAMPS | CENTRAL STORES | 3.664 | 11 | 40.304 | 0 | 0 | 0 | 0 | 0 | 0 | 0 | 0 | 0 | 0 | 0 | 0 | 0 | 0 | 0 | 0 | 0 | 0 | 0 | 0 | 0 | 0 | 0
1600001990 | EA | RECEPTACLE, 20A/125V, DUPLEX, GFCI -GRAY | ELECTRICAL | RECEPTACLES | RECEPTACLES | CENTRAL STORES | 24.69 | 11 | 271.59 | 0 | 0 | 0 | 0 | 0 | 0 | 0 | 0 | 0 | 0 | 0 | 0 | 0 | 0 | 0 | 0 | 0 | 0 | 0 | 0 | 0 | 0 | 0
1600002043 | EA | SWITCH, 20A-120/277V 1P, LIGHT, BROWN (LEVITON #5521) | ELECTRICAL | SWITCHES | SWITCHES | CENTRAL STORES | 3.1643 | 11 | 34.8073 | 0 | 0 | 0 | 0 | 0 | 0 | 0 | 0 | 0 | 0 | 0 | 0 | 0 | 0 | 0 | 0 | 0 | 0 | 0 | 0 | 0 | 0 | 0
1600002174 | EA | 277V/4100W/15A PHOTOCELL (STEM MNT) / PHOTOCELL 277V/4100W/15A (INTERMATIC) K4133 | TBD | TBD | TBD | CENTRAL STORES | 40.15 | 11 | 441.65 | 4 | 0 | 0 | 0 | 0 | 0 | 0 | 0 | 0 | 0 | 0 | 0 | 0 | 0 | 0 | 0 | 0 | 0 | 0 | 0 | 0 | 0 | 0
1600002222 | EA | BALLAST, ELECT, 13W 120-277V, (1 & 2 LAMP) | LIGHTING | BALLASTS | BALLASTS | CENTRAL STORES | 14.5034 | 11 | 159.5374 | 0 | 0 | 0 | 0 | 0 | 0 | 0 | 0 | 0 | 0 | 0 | 0 | 0 | 0 | 0 | 0 | 0 | 0 | 0 | 0 | 0 | 0 | 0
1600002332 | EA | BALLAST, FDB-4877-277-2, LUTRON HI-LUME, (ROSEN) | LIGHTING | BALLASTS | BALLASTS | CENTRAL STORES | 98.18 | 11 | 1079.98 | 0 | 0 | 0 | 0 | 0 | 0 | 0 | 0 | 0 | 0 | 0 | 0 | 0 | 0 | 0 | 0 | 0 | 0 | 0 | 0 | 0 | 0 | 0
1600002673 | EA | SWITCH, WA-250-W, PASSIVE INFRARED AUTOMATIC, WALL, 100-277V, WHITE | ELECTRICAL | SWITCHES | SWITCHES | CENTRAL STORES | 44.7509 | 11 | 492.2599 | 0 | 0 | 0 | 0 | 0 | 0 | 0 | 0 | 0 | 0 | 0 | 0 | 0 | 0 | 0 | 0 | 0 | 0 | 0 | 0 | 0 | 0 | 0
1600002687 | EA | PHOTO CELL - 208-277V 50/50HZ (TWIST LOCK) / PHOTO CELL - 208-277V 50/50HZ (TWIST LOCK) | TBD | TBD | TBD | CENTRAL STORES | 17.8452 | 11 | 196.2972 | 0 | 0 | 0 | 0 | 0 | 0 | 0 | 0 | 0 | 0 | 0 | 0 | 0 | 0 | 0 | 0 | 0 | 0 | 0 | 0 | 0 | 0 | 0
1600002813 | EA | LAMP, METAL HALIDE, 150W, (CDM150/T6/830) M142/E, PHILIPS, MASTER COLOR FADE BLOCK | LIGHTING | LAMPS | LAMPS | CENTRAL STORES | 51 | 11 | 561 | 0 | 0 | 0 | 0 | 0 | 0 | 0 | 0 | 0 | 0 | 0 | 0 | 0 | 0 | 0 | 0 | 0 | 0 | 0 | 0 | 0 | 0 | 0
2000001583 | EA | BUNGEECORD, 21 INCH, (21â€³) | HARDWARE | CORDS | CORDS | CENTRAL STORES | 2.58 | 11 | 28.38 | 0 | 0 | 4 | 0 | 0 | 8 | 6 | 2 | 0 | 0 | 0 | 0 | 0 | 0 | 0 | 0 | 0 | 0 | 0 | 0 | 0 | 0 | 0
AS-0000008 | EA | FLOOR TILE; VCT; GREEN BACKGROUND WITH DARK AND LIGHT GRAY ACCENTS; 12â€³ X 12â€³ (LOOSE - BUILDING UNKNOWN) | ATTIC STOCK | FLOORING | TILE | CENTRAL STORES | 0.01 | 11 | 0.11 | 0 | 0 | 0 | 0 | 0 | 0 | 0 | 0 | 0 | 0 | 0 | 0 | 0 | 0 | 0 | 0 | 0 | 0 | 0 | 0 | 0 | 0 | 0
AS-0000039 | EA | FLOOR TILE; CERAMIC; BOULEVARD BEIGE ; 13â€³ X 20â€³; DALITE CN90 13201P1; CSEL BUILDING 0140 | ATTIC STOCK | FLOORING | TILE | CENTRAL STORES | 0.01 | 11 | 0.11 | 0 | 0 | 0 | 0 | 0 | 0 | 0 | 0 | 0 | 0 | 0 | 0 | 0 | 0 | 0 | 0 | 0 | 0 | 0 | 0 | 0 | 0 | 0
0900001075 | EA | ERASER, 5â€³ CHALKBOARD, 12/BOX, (BAKER NOISELESS #05) | CLEANING | EQUIPMENT | EQUIPMENT | CENTRAL STORES | 2.89 | 10 | 28.9 | 0 | 0 | 0 | 0 | 0 | 10 | 0 | 0 | 0 | 0 | 0 | 0 | 0 | 0 | 0 | 0 | 0 | 0 | 0 | 0 | 0 | 0 | 0
1501001191 | EA | FILTER, 10 X 20 X 2, PLEATED MDL 40 HI-CAP MERV 10 (10X20X2) | HVAC | FILTERS | FILTERS | CENTRAL STORES | 4.62 | 10 | 46.2 | 8 | 30 | 0 | 14 | 14 | 4 | 26 | 20 | 0 | 24 | 22 | 0 | 0 | 24 | 16 | 0 | 9 | 0 | 0 | 0 | 0 | 0 | 0
1501001924 | EA | FILTER, 16 X 22 X 1, PLEATED MDL 40 HI-CAP MERV 10 (16X22X1) | HVAC | FILTERS | FILTERS | CENTRAL STORES | 6.8868 | 10 | 68.868 | 0 | 0 | 3 | 0 | 2 | 2 | 0 | 2 | 0 | 2 | 0 | 2 | 0 | 0 | 3 | 0 | 0 | 0 | 0 | 4 | 0 | 0 | 0
1501002242 | EA | FILTER, 20 X 24 X 4, 30/30, DUAL 9, HIGH-CAPACITY, MERV 9, (20X24X4) | HVAC | FILTERS | FILTERS | CENTRAL STORES | 39.1 | 10 | 391 | 0 | 0 | 0 | 0 | 0 | 0 | 0 | 0 | 0 | 0 | 0 | 0 | 0 | 0 | 0 | 0 | 0 | 0 | 0 | 0 | 0 | 0 | 0
1600001738 | EA | LAMP, HALOGEN, 500W/130V, QUARTZ, DOUBLE-ENDED, T-3, CLEAR, RSC (RECESSED SINGLE CONTACT) 500T3Q/CLâ€³ | LIGHTING | LAMPS | LAMPS | CENTRAL STORES | 3.98 | 10 | 39.8 | 0 | 0 | 0 | 0 | 0 | 0 | 0 | 0 | 0 | 0 | 0 | 0 | 0 | 0 | 0 | 0 | 0 | 0 | 0 | 0 | 0 | 0 | 0
1600001745 | EA | LAMP, HALOGEN, 53W (EQUIVALENT TO 75W)/120V, PAR38 FLOOD, CLEAR, MEDIUM | LIGHTING | LAMPS | LAMPS | CENTRAL STORES | 7.98 | 10 | 79.8 | 0 | 0 | 0 | 0 | 0 | 10 | 0 | 0 | 0 | 0 | 0 | 0 | 0 | 0 | 0 | 0 | 0 | 0 | 0 | 0 | 0 | 0 | 0
1600001751 | EA | LAMP, HALOGEN, 50W/12V, NARROW FLOOD LAMP, ALUMINUM REFLECTOR, SHAPE MR16, BASE TYPE 2-PIN, 50 WATT (SYLVANIA 58830-1) | LIGHTING | LAMPS | LAMPS | CENTRAL STORES | 0.83 | 10 | 8.3 | 0 | 0 | 0 | 0 | 0 | 0 | 0 | 0 | 0 | 0 | 0 | 0 | 0 | 0 | 0 | 0 | 0 | 0 | 0 | 0 | 0 | 0 | 0
1600001755 | EA | LAMP, INCANDESCENT, 120W/130V, REFLECTOR FLOOD LIGHT, (SYL #04240 120BR40FL / 120BR/FL60) | LIGHTING | LAMPS | LAMPS | CENTRAL STORES | 5.98 | 10 | 59.8 | 0 | 0 | 0 | 0 | 0 | 0 | 0 | 0 | 0 | 0 | 0 | 0 | 0 | 0 | 0 | 0 | 20 | 0 | 0 | 0 | 0 | 0 | 0
1600001867 | EA | 1800W/120V PHOTOCELL (FIXED MOUNT) / PHOTOCELL , 120V/1800W FIXED MOUNT, INTERMATIC K4021C | TBD | TBD | TBD | CENTRAL STORES | 17.68 | 10 | 176.8 | 0 | 0 | 0 | 0 | 0 | 0 | 0 | 0 | 5 | 0 | 0 | 0 | 0 | 0 | 0 | 0 | 0 | 0 | 0 | 0 | 0 | 0 | 0
1600001892 | EA | PLATE, 5-1/2â€³, DUPLEX, CARPET RECEPTICAL, BRASS | ELECTRICAL | PLATES | PLATES | CENTRAL STORES | 53.78 | 10 | 537.8 | 0 | 0 | 0 | 0 | 0 | 0 | 0 | 0 | 0 | 0 | 0 | 0 | 0 | 0 | 0 | 0 | 0 | 0 | 0 | 0 | 0 | 0 | 0
1600001910 | EA | PLATE, 2 GANG, LIGHT SWITCH, (S/S), BRUSHED, (LEVITON #84009) | ELECTRICAL | PLATES | PLATES | CENTRAL STORES | 3.77 | 10 | 37.7 | 0 | 0 | 0 | 0 | 0 | 0 | 0 | 0 | 0 | 0 | 50 | 0 | 15 | 0 | 0 | 0 | 0 | 0 | 0 | 0 | 0 | 0 | 0
1600001913 | EA | PLATE, 1 GANG, BLANK, (STAINLESS STEEL), BRUSHED (HUBBELL #S13) | ELECTRICAL | PLATES | PLATES | CENTRAL STORES | 3.97 | 10 | 39.7 | 0 | 0 | 0 | 0 | 0 | 30 | 20 | 0 | 0 | 0 | 5 | 0 | 0 | 0 | 0 | 0 | 0 | 0 | 15 | 0 | 0 | 0 | 0
1600001914 | EA | PLATE, 1 GANG, LIGHT SWITCH,(S/S), BRUSHED, LEVITON #84001 | ELECTRICAL | PLATES | PLATES | CENTRAL STORES | 1.8 | 10 | 18 | 0 | 0 | 0 | 0 | 0 | 0 | 0 | 0 | 0 | 0 | 40 | 0 | 10 | 0 | 0 | 0 | 0 | 0 | 0 | 0 | 0 | 0 | 0
1600001987 | EA | RECEPTACLE, 20 AMP 125 VOLT DUPLEX, GFCI (IVORY) | ELECTRICAL | RECEPTACLES | RECEPTACLES | CENTRAL STORES | 18.962 | 10 | 189.62 | 0 | 0 | 0 | 0 | 0 | 0 | 0 | 0 | 0 | 0 | 0 | 0 | 0 | 0 | 0 | 15 | 0 | 0 | 0 | 0 | 0 | 0 | 0
1600002054 | EA | SWITCH, 20A-120/277V, LIGHT, (3WAY), RED (HUBBELL 12231) | ELECTRICAL | SWITCHES | SWITCHES | CENTRAL STORES | 4.44 | 10 | 44.4 | 0 | 0 | 0 | 0 | 0 | 0 | 0 | 0 | 0 | 0 | 0 | 0 | 0 | 0 | 0 | 0 | 0 | 0 | 0 | 0 | 0 | 0 | 0
1600002257 | EA | LAMP, HALOGEN, 50W/120V, ALUMINUM, REFLECTOR, TWISTLINE GU10, BC50WISTLINE - GU10/NFL25 | LIGHTING | LAMPS | LAMPS | CENTRAL STORES | 4.98 | 10 | 49.8 | 0 | 0 | 0 | 0 | 0 | 0 | 0 | 0 | 0 | 0 | 0 | 0 | 0 | 0 | 0 | 0 | 0 | 0 | 0 | 0 | 0 | 0 | 0
1600002307 | EA | LAMP, HALOGEN, 12W/12V, SEALED BEAM, LAMP (H7557)(12/CS)GE #H7557) | LIGHTING | LAMPS | LAMPS | CENTRAL STORES | 17.14 | 10 | 171.4 | 0 | 0 | 0 | 0 | 12 | 0 | 30 | 0 | 0 | 20 | 0 | 0 | 0 | 0 | 0 | 0 | 0 | 0 | 0 | 0 | 0 | 0 | 0
1600002353 | EA | BALLAST, ELECTRONIC, 32W T8 120/277V, (1 & 2 LAMP), B232IUNVHP-B TRIAD (UNIVERSAL) | LIGHTING | BALLASTS | BALLASTS | CENTRAL STORES | 17 | 10 | 170 | 0 | 0 | 10 | 0 | 0 | 0 | 0 | 0 | 0 | 0 | 0 | 0 | 0 | 0 | 0 | 0 | 0 | 0 | 0 | 0 | 0 | 0 | 0
AS-0000014 | EA | FLOOR TILE; VCT; TAN BACKGROUND WITH MARBLE ACCENTS; 18â€³ X 18â€³; CENTIVA SE-11574; TEXTURED | ATTIC STOCK | FLOORING | TILE | CENTRAL STORES | 0.01 | 10 | 0.1 | 0 | 0 | 0 | 0 | 0 | 0 | 0 | 0 | 0 | 0 | 0 | 0 | 0 | 0 | 0 | 0 | 0 | 0 | 0 | 0 | 0 | 0 | 0
AS-0000040 | EA | FLOOR TILE; CERAMIC; STEEL STRUCTURE GRAY; 13â€³ X 20â€³; DALITE CN91; CSEL BUILDING 0140 | ATTIC STOCK | FLOORING | TILE | CENTRAL STORES | 0.01 | 10 | 0.1 | 0 | 0 | 0 | 0 | 0 | 0 | 0 | 0 | 0 | 0 | 0 | 0 | 0 | 0 | 0 | 0 | 0 | 0 | 0 | 0 | 0 | 0 | 0
AS-0000042 | EA | FLOOR TILE; CERAMIC; DOWNTOWN BLACK; 13â€³ X 20â€³; DALITE CM95; CSEL BUILDING 0140 | ATTIC STOCK | FLOORING | TILE | CENTRAL STORES | 0.01 | 10 | 0.1 | 0 | 0 | 0 | 0 | 0 | 0 | 0 | 0 | 0 | 0 | 0 | 0 | 0 | 0 | 0 | 0 | 0 | 0 | 0 | 0 | 0 | 0 | 0
AS-0000064 | EA | FLOOR TILE; CERAMIC; MEDITERRANEAN DESIGN; RAGNO R8M9 07; 12â€³ X 24â€³; MORGRIDGE INTERNATIONAL READING CENTER BUILDING 0122 | ATTIC STOCK | FLOORING | TILE | CENTRAL STORES | 0.01 | 10 | 0.1 | 0 | 0 | 0 | 0 | 0 | 0 | 0 | 0 | 0 | 0 | 0 | 0 | 0 | 0 | 0 | 0 | 0 | 0 | 0 | 0 | 0 | 0 | 0
0900001219 | PR | GLOVES, BLUE SOFT PVC, WITH GAUNTLET CUFFS, LOWES ITEM #184258 WELLS LAMONT MODEL #174L-LWE | SAFETY | PPE | PPE | CENTRAL STORES | 5.15 | 9 | 46.35 | 0 | 0 | 0 | 0 | 0 | 0 | 0 | 0 | 0 | 0 | 0 | 0 | 0 | 0 | 0 | 0 | 0 | 0 | 0 | 0 | 0 | 0 | 0
0900001304 | EA | DUST PAN, LONG-HANDLED BLACK PLASTIC LOBBY DUST PAN, 37 INCHES LONG | JANITORIAL | BROOMS | BROOMS | CENTRAL STORES | 19.109 | 9 | 171.981 | 1 | 13 | 0 | 0 | 0 | 0 | 5 | 0 | 10 | 0 | 0 | 5 | 0 | 0 | 0 | 0 | 0 | 0 | 0 | 0 | 0 | 0 | 0
1600001732 | EA | LAMP, HALOGEN, 150W/120V, SINGLE-ENDED, DC BAY BASE, T-4,CLEAR, 15OQ/CL/DC-12OV | LIGHTING | LAMPS | LAMPS | CENTRAL STORES | 8.98 | 9 | 80.82 | 0 | 0 | 0 | 0 | 0 | 0 | 0 | 0 | 0 | 0 | 0 | 0 | 0 | 0 | 0 | 0 | 0 | 0 | 0 | 0 | 0 | 0 | 0
1600001743 | EA | LAMP, METAL HALIDE, 70W, PAR38 | LIGHTING | LAMPS | LAMPS | CENTRAL STORES | 57 | 9 | 513 | 0 | 0 | 0 | 0 | 0 | 0 | 0 | 0 | 0 | 0 | 0 | 0 | 0 | 0 | 0 | 0 | 0 | 0 | 0 | 0 | 0 | 0 | 0
1600001854 | EA | 3/4â€³ OFFSET NIPPLE D.C / 3/4â€³ OFFSET NIPPLE D.C | TBD | TBD | TBD | CENTRAL STORES | 1.08 | 9 | 9.72 | 0 | 0 | 0 | 0 | 0 | 0 | 0 | 0 | 0 | 0 | 0 | 0 | 0 | 0 | 0 | 0 | 0 | 0 | 0 | 0 | 0 | 0 | 0
1600001855 | EA | 1â€³ OFFSET NIPPLE D.C. / 1â€³ OFFSET NIPPLE D.C. | TBD | TBD | TBD | CENTRAL STORES | 0.87 | 9 | 7.83 | 0 | 0 | 0 | 0 | 0 | 0 | 0 | 0 | 0 | 0 | 0 | 0 | 0 | 0 | 0 | 0 | 0 | 0 | 0 | 0 | 0 | 0 | 0
1600001902 | EA | PLATE, 1 GANG, LIGHT SWITCH, (GRAY), LEVITON #80701-G | ELECTRICAL | PLATES | PLATES | CENTRAL STORES | 0.26 | 9 | 2.34 | 0 | 0 | 0 | 0 | 0 | 0 | 0 | 0 | 0 | 0 | 0 | 0 | 0 | 0 | 0 | 0 | 0 | 0 | 0 | 0 | 0 | 0 | 0
1600001959 | EA | FITTING, 2â€³, GRAY PVC, MALE ADAPTER, SCH 40 | ELECTRICAL | CONNECTORS | CONNECTORS | CENTRAL STORES | 0.5809 | 9 | 5.2281 | 0 | 0 | 0 | 0 | 0 | 0 | 0 | 0 | 0 | 0 | 0 | 0 | 0 | 0 | 0 | 0 | 0 | 0 | 0 | 0 | 0 | 0 | 0
1600002207 | EA | RECEPTACLE, DUPLEX RECTANGULAR 20 AMP 125 VOLT GFCI WHITE | ELECTRICAL | RECEPTACLES | RECEPTACLES | CENTRAL STORES | 28.22 | 9 | 253.98 | 0 | 0 | 0 | 7 | 0 | 0 | 25 | 0 | 0 | 18 | 0 | 0 | 0 | 8 | 0 | 0 | 0 | 0 | 0 | 0 | 0 | 0 | 0
1600002224 | EA | BALLAST, 13W/120V 60HZ, (ROBERTSON), CAT # O15PCFT / CFQ13W/GX23 | LIGHTING | BALLASTS | BALLASTS | CENTRAL STORES | 20.7494 | 9 | 186.7446 | 0 | 0 | 0 | 0 | 0 | 0 | 0 | 0 | 0 | 0 | 0 | 0 | 0 | 0 | 0 | 0 | 0 | 0 | 0 | 0 | 0 | 0 | 0
1600002238 | EA | SWITCH, MOTION SENSOR, LIGHT, (CMR-9) | ELECTRICAL | SWITCHES | SWITCHES | CENTRAL STORES | 42 | 9 | 378 | 0 | 0 | 0 | 0 | 0 | 0 | 0 | 0 | 0 | 0 | 0 | 0 | 0 | 1 | 0 | 0 | 0 | 0 | 0 | 0 | 0 | 0 | 0
1600002259 | EA | LAMP, CPO-T WHITE, 140W/728 140 WATT, METAL HALIDE (PHILIPS 157321) (PARKING LOT #154) | LIGHTING | LAMPS | LAMPS | CENTRAL STORES | 59.98 | 9 | 539.82 | 0 | 0 | 0 | 0 | 0 | 0 | 0 | 0 | 0 | 0 | 0 | 0 | 0 | 0 | 0 | 0 | 0 | 0 | 0 | 0 | 0 | 0 | 0
1600002355 | EA | PHOTOCELL, 120V, 4100W, 15AMP (INTERMATIC #K4123C) | ELECTRICAL | CONTROLS | CONTROLS | CENTRAL STORES | 21.03 | 9 | 189.27 | 4 | 0 | 0 | 0 | 0 | 0 | 0 | 0 | 0 | 0 | 0 | 0 | 0 | 0 | 0 | 0 | 0 | 0 | 0 | 0 | 0 | 0 | 0
1600002366 | EA | TIME CLOCK MOTOR 125V 60 HZ FOR T100 (HOUSING) / INTERMATIC | MOTORS | DP MOTORS | DP MOTORS | CENTRAL STORES | 18.21 | 9 | 163.89 | 0 | 0 | 0 | 0 | 0 | 0 | 0 | 0 | 0 | 0 | 0 | 0 | 0 | 0 | 0 | 0 | 0 | 0 | 0 | 0 | 0 | 0 | 0
1600002379 | EA | BALLAST, PROGRAM START, 32W T8 120/277V, (1/2 LAMP), UNIVERSAL (B232IUNVHP-A000) | LIGHTING | BALLASTS | BALLASTS | CENTRAL STORES | 11.6 | 9 | 104.4 | 1 | 0 | 0 | 40 | 0 | 0 | 0 | 0 | 30 | 0 | 0 | 0 | 0 | 0 | 0 | 0 | 0 | 0 | 0 | 0 | 0 | 0 | 0
1600002457 | EA | BALLAST, PROGRAMMED START, 277V, (2 LAMP), TT5 ELECTRONIC, (ROSEN) / OSRAM SYLVANIA QUICKTRONIC PROFESSIONAL SERIES QTP2X40TT5 | LIGHTING | BALLASTS | BALLASTS | CENTRAL STORES | 37.425 | 9 | 336.825 | 0 | 0 | 4 | 0 | 0 | 0 | 0 | 0 | 0 | 0 | 0 | 0 | 0 | 0 | 0 | 0 | 0 | 0 | 0 | 0 | 0 | 0 | 0
1600002490 | EA | PLATE, GE, FILLER, BLANK | ELECTRICAL | PLATES | PLATES | CENTRAL STORES | 2.6 | 9 | 23.4 | 0 | 0 | 0 | 0 | 0 | 0 | 0 | 0 | 0 | 0 | 0 | 0 | 0 | 0 | 0 | 0 | 0 | 0 | 0 | 0 | 0 | 0 | 0
1600002820 | EA | 2 GANG W/P 3-1/8â€³ DEEP W/GFCI DUPLEX RECEPTACLE COVER INTERMATIC FLEXIGUARD (MEMORY MALL) | TBD | TBD | TBD | CENTRAL STORES | 27.32 | 9 | 245.88 | 0 | 0 | 0 | 0 | 0 | 0 | 0 | 0 | 0 | 0 | 0 | 0 | 0 | 0 | 0 | 0 | 0 | 0 | 1 | 0 | 0 | 0 | 0
AS-0000059 | EA | FLOOR TILE; CERAMIC; LIGHT GRAY WITH DARKER GRAY AND BLACK ACCENTS; 11-13/16â€³ X 11-13/16â€³ (12â€³X12â€³); GEOTECHNICA C38016 TOLIMA; PSYCHOLOGY BUILDING 0099 | ATTIC STOCK | FLOORING | TILE | CENTRAL STORES | 0.01 | 9 | 0.09 | 0 | 0 | 0 | 0 | 0 | 0 | 0 | 0 | 0 | 0 | 0 | 0 | 0 | 0 | 0 | 0 | 0 | 0 | 0 | 0 | 0 | 0 | 0
0900001066 | EA | DISPENSER, PAPER TOWEL, ROLL, KIMBERLY CLARK, 09765 | CLEANING | RESTROOM EQUIP | RESTROOM EQUIP | CENTRAL STORES | 65.3569 | 8 | 522.8552 | 0 | 31 | 6 | 0 | 0 | 10 | 0 | 0 | 0 | 0 | 0 | 2 | 1 | 0 | 5 | 0 | 0 | 0 | 0 | 0 | 0 | 0 | 0
0900001122 | EA | MOP HEAD, DOODLE BUG HEAD WITH VELCRO BASE 4-1/2 X 10 SWIVEL ACTION | JANITORIAL | MOPS | MOPS | CENTRAL STORES | 7.5023 | 8 | 60.0184 | 30 | 0 | 5 | 0 | 0 | 0 | 0 | 16 | 20 | 20 | 10 | 7 | 0 | 0 | 0 | 0 | 0 | 0 | 0 | 0 | 0 | 0 | 0
0900001408 | EA | DISPENSER, DIVERSEY, J-FILL, QUATTROSELECT SAFE GAP DISPENSERITEM # 300-D3754220 | CLEANING | SUPPLIES | SUPPLIES | CENTRAL STORES | 0.02 | 8 | 0.16 | 2 | 0 | 0 | 0 | 0 | 0 | 0 | 0 | 0 | 0 | 0 | 0 | 0 | 0 | 0 | 0 | 0 | 0 | 0 | 0 | 0 | 0 | 0
1501001097 | EA | FILTER, 12 X 21 X 1, PLEATED, MERV 11 NON-STANDARD (12X21X1) | HVAC | FILTERS | FILTERS | CENTRAL STORES | 7.91 | 8 | 63.28 | 0 | 0 | 0 | 0 | 0 | 0 | 0 | 0 | 1 | 0 | 0 | 0 | 0 | 0 | 0 | 2 | 0 | 0 | 0 | 0 | 0 | 1 | 0
1501001155 | EA | FILTER, 20-1/2 X 22 X 2, PLEATED MDL 40 HI-CAP MERV 10 (20.5X22X2) | HVAC | FILTERS | FILTERS | CENTRAL STORES | 15.93 | 8 | 127.44 | 0 | 0 | 0 | 4 | 0 | 4 | 0 | 4 | 0 | 0 | 4 | 0 | 0 | 0 | 4 | 0 | 4 | 0 | 0 | 0 | 4 | 0 | 0
1501001490 | EA | FILTER, 18 X 24 X 2, 30/30, DUAL 9, HIGH-CAPACITY, MERV 9, (18X24X2) | HVAC | FILTERS | FILTERS | CENTRAL STORES | 18.24 | 8 | 145.92 | 0 | 0 | 0 | 0 | 0 | 0 | 0 | 0 | 0 | 0 | 0 | 0 | 0 | 0 | 0 | 0 | 0 | 0 | 0 | 0 | 0 | 0 | 0
1600001726 | EA | LAMP, REFLECTOR, LED2W1383V2 FOR ELEVATOR | LIGHTING | LAMPS | LAMPS | CENTRAL STORES | 48.57 | 8 | 388.56 | 0 | 0 | 0 | 6 | 0 | 0 | 0 | 0 | 0 | 0 | 0 | 16 | 0 | 0 | 0 | 0 | 0 | 0 | 0 | 0 | 0 | 0 | 0
1600001886 | EA | COVER, 4 INCH SQUARE BLANK FLAT COVER | ELECTRICAL | PLATES | PLATES | CENTRAL STORES | 0.96 | 8 | 7.68 | 0 | 0 | 0 | 2 | 0 | 0 | 0 | 0 | 0 | 0 | 0 | 0 | 0 | 0 | 0 | 0 | 0 | 0 | 0 | 0 | 0 | 0 | 0
1600002009 | EA | LAMP SOCKET / LAMP SOCKET (EDWIN #285-D3) | TBD | TBD | TBD | CENTRAL STORES | 5.9867 | 8 | 47.8936 | 0 | 0 | 0 | 0 | 0 | 0 | 0 | 0 | 0 | 0 | 0 | 0 | 0 | 0 | 0 | 0 | 0 | 0 | 0 | 0 | 0 | 0 | 0
1600002251 | EA | BALLAST, PS1400QD MVOLT M8 EMERGENCY FLUORESCENT BALLAST,BATTERY PACK, QUICK DISCONNECT | LIGHTING | BALLASTS | BALLASTS | CENTRAL STORES | 186.1615 | 8 | 1489.292 | 0 | 0 | 0 | 0 | 0 | 0 | 0 | 0 | 0 | 0 | 0 | 0 | 0 | 0 | 0 | 0 | 0 | 0 | 0 | 0 | 0 | 0 | 0
1600002252 | EA | LAMP, METAL HALIDE, 70W, MASTERCOLOR, CERAMIC, TUBULAR, DOUBLE-ENDED, TD-6 BULB RX7S BASE, (CDM70/TD/83) G, CLEAR, FADEBLOCKâ€³ | LIGHTING | LAMPS | LAMPS | CENTRAL STORES | 47.31 | 8 | 378.48 | 4 | 0 | 0 | 0 | 0 | 0 | 0 | 0 | 0 | 0 | 0 | 0 | 0 | 0 | 0 | 0 | 0 | 0 | 0 | 0 | 0 | 0 | 0
1600002261 | EA | BALLAST, DUAL-LITE, UFO-6W, LAMPAK FLRCENT POWER PACK, (2'-8' LAMPS) | LIGHTING | BALLASTS | BALLASTS | CENTRAL STORES | 79.22 | 8 | 633.76 | 0 | 0 | 0 | 0 | 0 | 0 | 0 | 0 | 0 | 0 | 0 | 0 | 0 | 0 | 0 | 0 | 0 | 0 | 0 | 0 | 0 | 0 | 0
1600002290 | EA | LAMP, METAL HALIDE, 150 WATT, MASTERCOLOR, CERAMIC, TUBULAR, DOUBLE-ENDED, TD-6 BULB, RX7S BASE, (PHILIPS #23167-0) CDM150/TD/83, G,CLEAR, FADEBLOCKâ€³ | LIGHTING | LAMPS | LAMPS | CENTRAL STORES | 24.629 | 8 | 197.032 | 0 | 0 | 0 | 0 | 0 | 0 | 0 | 0 | 0 | 0 | 0 | 0 | 0 | 0 | 0 | 0 | 0 | 0 | 0 | 0 | 0 | 0 | 0
1600002403 | EA | BALLAST,ELECTRONIC, F54T5 120-277V ULTRASTART HIGH TEMP, T5, (11-4/5 IN LENGTH), (3/4 LAMP), FOR 4FT LAMP, PHARMACY BLDG. (*ONLY ORDER GE454-MV-PS90-F) | LIGHTING | BALLASTS | BALLASTS | CENTRAL STORES | 41.3386 | 8 | 330.7088 | 0 | 0 | 0 | 0 | 0 | 0 | 0 | 0 | 0 | 0 | 0 | 0 | 0 | 0 | 0 | 0 | 0 | 0 | 0 | 0 | 0 | 0 | 0
1600002816 | CS | LAMP, FLUORESCENT, 24W T5 830, (3000K) (40/CS) (F24WT5/830) (ONLY ISSUED BY THE CASE) | LIGHTING | LAMPS | LAMPS | CENTRAL STORES | 318 | 8 | 2544 | 4 | 0 | 0 | 0 | 0 | 0 | 0 | 0 | 0 | 0 | 2 | 0 | 0 | 0 | 0 | 0 | 0 | 0 | 0 | 0 | 0 | 0 | 0
1600003008 | EA | EXIT SIGN, 2 FACE, LED, WHITE PLASTIC HOUSING, RED LETTER COLOR (NO BATTERY) | LIGHTING | EMERGENCY | EMERGENCY | CENTRAL STORES | 29.55 | 8 | 236.4 | 0 | 0 | 0 | 0 | 0 | 0 | 0 | 0 | 0 | 0 | 0 | 0 | 0 | 0 | 0 | 0 | 0 | 0 | 0 | 0 | 0 | 0 | 0
2300001023 | EA | ANCHOR, SET | FASTENERS | ANCHORS | ANCHORS | CENTRAL STORES | 0.53 | 8 | 4.24 | 0 | 0 | 0 | 0 | 0 | 0 | 0 | 0 | 0 | 0 | 0 | 0 | 0 | 0 | 0 | 0 | 0 | 0 | 0 | 0 | 0 | 0 | 0
2300001030 | EA | BOLT, 1/2â€³ X 5â€³, WEDGE ANCHOR | FASTENERS | BOLTS | BOLTS | CENTRAL STORES | 3.28 | 8 | 26.24 | 0 | 0 | 0 | 0 | 0 | 0 | 0 | 0 | 0 | 0 | 0 | 0 | 0 | 0 | 0 | 0 | 0 | 0 | 0 | 0 | 0 | 0 | 0
AS-0000072 | EA | FLOOR TILE; CERAMIC; TEXTURED GRAY; 7-7/8â€³ X 7-7/8â€³ | ATTIC STOCK | FLOORING | TILE | CENTRAL STORES | 0.01 | 8 | 0.08 | 0 | 0 | 0 | 0 | 0 | 0 | 0 | 0 | 0 | 0 | 0 | 0 | 0 | 0 | 0 | 0 | 0 | 0 | 0 | 0 | 0 | 0 | 0
0900001072 | EA | LAMBSWOOL MULTICOLOR REUSABLE 30-45 IN EXTENSION HANDLE | CLEANING | SUPPLIES | SUPPLIES | CENTRAL STORES | 13.88 | 7 | 97.16 | 0 | 0 | 2 | 3 | 0 | 0 | 0 | 0 | 0 | 49 | 10 | 5 | 0 | 0 | 0 | 0 | 0 | 0 | 0 | 0 | 0 | 0 | 0
0900001278 | EA | VACUUM BAGS, PRO TEAM, (#103483) | CLEANING | EQUIPMENT | EQUIPMENT | CENTRAL STORES | 14.94 | 7 | 104.58 | 0 | 0 | 10 | 0 | 2 | 0 | 0 | 0 | 8 | 5 | 0 | 1 | 2 | 0 | 0 | 0 | 0 | 0 | 0 | 0 | 0 | 0 | 0
1501001100 | EA | FILTER, 18 X 18 X 2, PLEATED MDL 40 HI-CAP MERV 10 (18X18X2) | HVAC | FILTERS | FILTERS | CENTRAL STORES | 7.2091 | 7 | 50.4637 | 0 | 0 | 0 | 4 | 0 | 4 | 0 | 0 | 4 | 0 | 0 | 2 | 0 | 0 | 0 | 2 | 0 | 2 | 0 | 0 | 0 | 2 | 0
1600001873 | EA | PLATE, GFCI, OVER-SIZED, (TAYMAC 20550-WP) | ELECTRICAL | PLATES | PLATES | CENTRAL STORES | 16.85 | 7 | 117.95 | 0 | 0 | 0 | 0 | 0 | 0 | 0 | 0 | 0 | 0 | 0 | 0 | 0 | 0 | 0 | 0 | 0 | 0 | 1 | 0 | 0 | 0 | 0
1600001964 | EA | FITTING, 1/2â€³, GRAY PVC, 90 ELL, (S X S) SCH. 40 | ELECTRICAL | CONNECTORS | CONNECTORS | CENTRAL STORES | 0.3017 | 7 | 2.1119 | 0 | 0 | 0 | 0 | 0 | 0 | 0 | 0 | 0 | 0 | 0 | 0 | 0 | 0 | 0 | 0 | 0 | 0 | 0 | 0 | 0 | 0 | 0
1600002044 | EA | SWITCH, 20A-120/277V 1P, LIGHT, IVORY (LEVITON #1221 LHI) | ELECTRICAL | SWITCHES | SWITCHES | CENTRAL STORES | 32.32 | 7 | 226.24 | 0 | 0 | 0 | 0 | 0 | 0 | 0 | 0 | 0 | 0 | 0 | 0 | 0 | 1 | 0 | 0 | 0 | 0 | 0 | 0 | 0 | 0 | 0
1600002384 | EA | CMPCT FLRCENT LAMPHOLDER 18/26/32W (4 PIN) ROSEN / COMPACT FLUORESCENT LAMPHOLDER, BOTTOM SNAP IN, WILL FIT 26W,32,W AND 18W G24Q-3 BASE LAMPS, 75 WATT MAX, 600 VOLTS | LIGHTING | LAMPHOLDERS | LAMPHOLDERS | CENTRAL STORES | 8.23 | 7 | 57.61 | 0 | 0 | 0 | 0 | 0 | 0 | 0 | 8 | 0 | 0 | 0 | 0 | 0 | 0 | 0 | 0 | 0 | 0 | 0 | 0 | 0 | 0 | 0
1600002424 | PK | CONNECTOR, WIRE TERMINAL POWER PLUG, (TM) DISCONNECT, MALE & FEMALE, 12-18 SOLID, 12-14 STRANDED, ORANGE COLOR, 600V **SOLD BY THE PACK (25 PER PACK(** | ELECTRICAL | CONNECTORS | CONNECTORS | CENTRAL STORES | 48.518 | 7 | 339.626 | 0 | 0 | 2 | 0 | 0 | 0 | 0 | 0 | 0 | 1 | 0 | 0 | 0 | 0 | 0 | 0 | 0 | 0 | 0 | 0 | 0 | 0 | 0
1600003000 | EA | MOTION DETECTOR SWITCH, 12-/277 VAC 50/60 HZ, 800W@120VAC, 1,200W@277VAC, MOTOR LOAD 0.25 HP | ELECTRICAL | SWITCHES | SWITCHES | CENTRAL STORES | 83.3475 | 7 | 583.4325 | 0 | 0 | 0 | 0 | 0 | 0 | 0 | 0 | 0 | 0 | 0 | 0 | 0 | 0 | 0 | 0 | 0 | 0 | 0 | 0 | 0 | 0 | 0
2300001291 | EA | WASHER, #10, FINISHING, (STAINLESS STEEL) | FASTENERS | WASHERS | WASHERS | CENTRAL STORES | 0.03 | 7 | 0.21 | 0 | 0 | 0 | 0 | 0 | 0 | 0 | 0 | 0 | 0 | 0 | 0 | 0 | 0 | 0 | 0 | 0 | 0 | 0 | 0 | 0 | 0 | 0
2500001012 | EA | TARP, 16' X 20', GRAY OR BLUE (HURRICANE ITEM) | EMERGENCY | WATER/FLOOD | WATER/FLOOD | CENTRAL STORES | 52.19 | 7 | 365.33 | 1 | 0 | 1 | 0 | 1 | 0 | 0 | 0 | 0 | 0 | 0 | 0 | 0 | 2 | 0 | 0 | 0 | 0 | 0 | 0 | 0 | 0 | 0
0900001018 | EA | BROOM, 24 INCH PUSH BROOM (COARSE BRISTLE) | JANITORIAL | BROOMS | BROOMS | CENTRAL STORES | 12.32 | 6 | 73.92 | 0 | 0 | 0 | 0 | 0 | 0 | 0 | 3 | 3 | 0 | 0 | 0 | 0 | 0 | 0 | 0 | 0 | 0 | 0 | 0 | 0 | 0 | 0
0900001032 | EA | BROOM, 18â€³ FLOOR PUSH BROOM WITH 3.25 NYLON TRIM (FLO-PAC #41) | JANITORIAL | BROOMS | BROOMS | CENTRAL STORES | 10.38 | 6 | 62.28 | 0 | 0 | 0 | 0 | 0 | 0 | 0 | 0 | 0 | 0 | 0 | 0 | 0 | 0 | 0 | 0 | 0 | 0 | 0 | 0 | 0 | 0 | 0
1501001479 | EA | FILTER, 12 X 24 X 12, METAL FRAME, NO HEADER, (12X24X12) MERV 14 | HVAC | FILTERS | FILTERS | CENTRAL STORES | 78.2 | 6 | 469.2 | 8 | 0 | 0 | 22 | 0 | 0 | 0 | 4 | 0 | 3 | 0 | 0 | 4 | 0 | 0 | 3 | 0 | 0 | 0 | 0 | 0 | 0 | 0
1501001496 | PK | FILTER ELEMENT (FXUSC) FOR GE SMART (GXWH04F) / FILTER ELEMENT (FXUSC) FOR GE SMART (GXWH04F) | PLUMBING | FILTERS | FILTERS | CENTRAL STORES | 12.465 | 6 | 74.79 | 0 | 0 | 0 | 0 | 0 | 0 | 0 | 2 | 0 | 0 | 0 | 0 | 1 | 0 | 0 | 0 | 0 | 0 | 1 | 0 | 0 | 0 | 0
1501002203 | EA | FILTER, BAG, 20X12X12, HEIGHT X WIDTH X DEPTH, (VERTICAL CONFIGURATION), MERV14A, CAMIL 10P, (REPLACES 1501001098) | HVAC | FILTERS | FILTERS | CENTRAL STORES | 50.8422 | 6 | 305.0532 | 0 | 0 | 0 | 2 | 0 | 0 | 0 | 0 | 0 | 0 | 0 | 0 | 0 | 0 | 0 | 2 | 0 | 0 | 0 | 0 | 0 | 0 | 0
1600001733 | EA | LAMP, HALOGEN, 400W/120V, QUARTZ, DOUBLE-ENDED, T-3,-CLEAR, RSC (RECESSED SINGLE CONTACT) 400T 3Q/CL/SS-130V R5C | LIGHTING | LAMPS | LAMPS | CENTRAL STORES | 43.15 | 6 | 258.9 | 0 | 0 | 0 | 0 | 0 | 0 | 0 | 0 | 0 | 0 | 0 | 0 | 0 | 0 | 0 | 0 | 0 | 0 | 0 | 0 | 0 | 0 | 0
1600001740 | EA | LAMP, HALOGEN, 500W/130V, SINGLE-ENDED, MINI-CANDLE BASE, T-4, CLEAR, 500Q/CL | LIGHTING | LAMPS | LAMPS | CENTRAL STORES | 10.55 | 6 | 63.3 | 0 | 0 | 0 | 0 | 0 | 0 | 0 | 0 | 0 | 0 | 0 | 0 | 0 | 0 | 0 | 0 | 0 | 0 | 0 | 0 | 0 | 0 | 0
1600001758 | EA | LAMP, HALOGEN, 34W/12V, WITH ALUMINUM REFLECTOR LAMP 34 WATT 12 VOLT 34MR16 FL40 (SYLVANIA # 58557) | LIGHTING | LAMPS | LAMPS | CENTRAL STORES | 2.98 | 6 | 17.88 | 0 | 0 | 0 | 0 | 0 | 0 | 0 | 0 | 0 | 0 | 0 | 0 | 0 | 0 | 0 | 0 | 0 | 0 | 0 | 0 | 0 | 0 | 0
1600001789 | EA | 2 VERT. MT. LAMPHOLDER / LAMPHOLDER, (2 VERTICAL MOUNT) EDWIN GAYNOR 1181-13-2H | LIGHTING | LAMPHOLDERS | LAMPHOLDERS | CENTRAL STORES | 2.84 | 6 | 17.04 | 0 | 0 | 0 | 0 | 0 | 0 | 0 | 0 | 0 | 0 | 0 | 0 | 0 | 0 | 0 | 0 | 0 | 0 | 0 | 0 | 0 | 0 | 0
1600001877 | EA | PLATE, GFCI, DEEP, 2 GANG, RECEPTACLE (TAY MAC 97550-WP) | ELECTRICAL | PLATES | PLATES | CENTRAL STORES | 49.22 | 6 | 295.32 | 0 | 0 | 0 | 0 | 0 | 0 | 0 | 0 | 0 | 0 | 0 | 0 | 0 | 0 | 0 | 0 | 0 | 0 | 0 | 0 | 0 | 0 | 0
1600001878 | EA | PLATE, 4 INCH, SQUARE, RAISED, FOR SINGLE SWITCH | ELECTRICAL | PLATES | PLATES | CENTRAL STORES | 3.2638 | 6 | 19.5828 | 0 | 0 | 0 | 0 | 0 | 0 | 0 | 0 | 0 | 0 | 0 | 0 | 0 | 0 | 0 | 0 | 0 | 0 | 0 | 0 | 0 | 0 | 0
1600001935 | EA | CONNECTOR, 5-15R, 15A/125V, CORD, (FEMALE), 2 POLE/3 WIRE (HUBBELL #5269C / LEVITON #5269-C) | ELECTRICAL | CONNECTORS | CONNECTORS | CENTRAL STORES | 13.5616 | 6 | 81.3696 | 0 | 0 | 0 | 0 | 0 | 0 | 0 | 0 | 0 | 0 | 0 | 0 | 0 | 0 | 0 | 0 | 0 | 0 | 0 | 0 | 0 | 0 | 0
1600002204 | EA | BALLAST, / METAL HALIDE, 320W M132, (5-TAP), UNIVERSAL #P320ML5AC4M500K, (MULTI-TAP), (ROSEN), ADVANCE #71A5892-001D | LIGHTING | BALLASTS | BALLASTS | CENTRAL STORES | 161.215 | 6 | 967.29 | 0 | 0 | 0 | 0 | 0 | 0 | 0 | 0 | 0 | 0 | 0 | 0 | 0 | 0 | 0 | 0 | 0 | 0 | 0 | 0 | 0 | 0 | 0
1600002210 | EA | SWITCH, ROCKER SINGLE POLE, 20A-120/277V, IVORY (DECORA ONLY) | ELECTRICAL | SWITCHES | SWITCHES | CENTRAL STORES | 15.6 | 6 | 93.6 | 0 | 0 | 0 | 0 | 0 | 0 | 0 | 0 | 0 | 0 | 0 | 0 | 0 | 0 | 0 | 0 | 0 | 0 | 0 | 0 | 0 | 0 | 0
1600002232 | EA | 277VAC-24VDC PWR PK (THE WATT STOPPER) / MODEL# B277E-P POWER PACK 277VAC, 60HZ, 150MA OUTPUT 20A BALLAST LOAD CLASS 2 POWER SUPPLY | LIGHTING | BALLASTS | BALLASTS | CENTRAL STORES | 38.4389 | 6 | 230.6334 | 0 | 0 | 0 | 0 | 0 | 0 | 0 | 0 | 4 | 0 | 0 | 0 | 0 | 5 | 0 | 0 | 0 | 0 | 0 | 0 | 0 | 0 | 0
1600002267 | EA | BALLAST, MH, 1000W, (5-TAP), (BATTING CAGE) | LIGHTING | BALLASTS | BALLASTS | CENTRAL STORES | 92.5383 | 6 | 555.2298 | 0 | 0 | 0 | 0 | 0 | 0 | 0 | 0 | 0 | 0 | 0 | 0 | 0 | 0 | 0 | 0 | 0 | 0 | 0 | 0 | 0 | 0 | 0
1600002286 | EA | LAMP, HALOGEN, 75W/130V, PAR30S,(LIBRARY), WIDE, FLOOD, MED, (75PAR30S/HAL/WFL40) | LIGHTING | LAMPS | LAMPS | CENTRAL STORES | 6.86 | 6 | 41.16 | 0 | 0 | 0 | 0 | 0 | 0 | 0 | 0 | 0 | 0 | 0 | 0 | 0 | 0 | 0 | 0 | 0 | 0 | 0 | 0 | 0 | 0 | 0
1600002331 | EA | BALLAST, QTP4X32T8, UNV PSX-SC, (ROSEN) | LIGHTING | BALLASTS | BALLASTS | CENTRAL STORES | 24.05 | 6 | 144.3 | 0 | 0 | 0 | 0 | 0 | 0 | 0 | 0 | 0 | 0 | 0 | 0 | 0 | 0 | 0 | 0 | 0 | 0 | 0 | 0 | 0 | 0 | 0
1600002482 | EA | LAMP, METAL HALIDE, 39W, T4, (ALUMNI CTR), 37372-0MH, T4 TUBULAR SINGLE-END (MASTERCOLOR) G8.5 BASE, CLEARCDM35/TC/830 M130 | LIGHTING | LAMPS | LAMPS | CENTRAL STORES | 41 | 6 | 246 | 0 | 0 | 0 | 0 | 0 | 0 | 0 | 0 | 0 | 0 | 0 | 0 | 0 | 0 | 0 | 0 | 0 | 0 | 0 | 0 | 0 | 0 | 0
2000001208 | EA | BUNGEE CORD, 15 INCH (15â€³) | HARDWARE | CORDS | CORDS | CENTRAL STORES | 2.64 | 6 | 15.84 | 0 | 4 | 0 | 0 | 0 | 4 | 0 | 0 | 0 | 0 | 0 | 0 | 0 | 0 | 0 | 0 | 0 | 0 | 0 | 0 | 0 | 0 | 0
2500001008 | EA | VISQUINE, 10' X 100', SHEETING, 6MIL -CLR (HURRICANE ITEM) | EMERGENCY | WATER/FLOOD | WATER/FLOOD | CENTRAL STORES | 66.56 | 6 | 399.36 | 0 | 0 | 0 | 0 | 0 | 0 | 0 | 0 | 0 | 0 | 0 | 0 | 0 | 0 | 0 | 0 | 0 | 0 | 0 | 0 | 0 | 0 | 0
AS-0000070 | EA | FLOOR TILE; CERAMIC; COVE BASE; GRAY SILVER; 5-1/8â€³ X 11-5/8â€³; TECHNOLOGY COMMONS II BUILDING 0029 | ATTIC STOCK | FLOORING | TILE | CENTRAL STORES | 0.01 | 6 | 0.06 | 0 | 0 | 0 | 0 | 0 | 0 | 0 | 0 | 0 | 0 | 0 | 0 | 0 | 0 | 0 | 0 | 0 | 0 | 0 | 0 | 0 | 0 | 0
0900001028 | EA | BROOM HEAD, 16 INCH FLOOR BROOM HEAD (BLENDED HORSE HAIR TRIM)POLE SOLD SEPARATELY | JANITORIAL | BROOMS | BROOMS | CENTRAL STORES | 13.09 | 5 | 65.45 | 0 | 0 | 0 | 0 | 0 | 0 | 0 | 3 | 7 | 0 | 0 | 0 | 0 | 0 | 0 | 0 | 0 | 0 | 0 | 0 | 0 | 0 | 0
0900001094 | EA | HANDLE, WOOD, BROOM, WITH S/S THREAD | CLEANING | EQUIPMENT | EQUIPMENT | CENTRAL STORES | 7.32 | 5 | 36.6 | 0 | 0 | 0 | 0 | 2 | 0 | 0 | 0 | 0 | 0 | 0 | 0 | 0 | 0 | 0 | 0 | 0 | 0 | 0 | 0 | 0 | 0 | 0
0900001407 | EA | IMPACT TRIGGER SPRAYER 9.88 IN GRAY CHEMICAL RESISTANT 1/EACH | CLEANING | SUPPLIES | SUPPLIES | CENTRAL STORES | 2.4633 | 5 | 12.3165 | 10 | 0 | 0 | 0 | 0 | 0 | 0 | 0 | 0 | 0 | 0 | 0 | 0 | 5 | 0 | 0 | 0 | 0 | 0 | 0 | 0 | 0 | 0
1501001140 | EA | FILTER, 12 X 20 X 1, PLEATED MDL 40 HI-CAP MERV 10 (12X20X1) | HVAC | FILTERS | FILTERS | CENTRAL STORES | 2.8017 | 5 | 14.0085 | 0 | 0 | 0 | 4 | 0 | 0 | 0 | 4 | 0 | 0 | 0 | 4 | 0 | 0 | 0 | 4 | 0 | 0 | 0 | 0 | 0 | 0 | 0
1501001154 | EA | FILTER, 24 X 30 X 2, PLEATED MDL 40 HI-CAP MERV 10 (24X30X2) | HVAC | FILTERS | FILTERS | CENTRAL STORES | 15.4217 | 5 | 77.1085 | 1 | 3 | 0 | 1 | 1 | 0 | 2 | 2 | 0 | 2 | 2 | 0 | 0 | 1 | 2 | 0 | 4 | 0 | 0 | 0 | 0 | 0 | 0
1600001759 | EA | LAMP, HALOGEN, 70W/13V, ALUMINUM, REFLECTOR, MR16 (G E # Q71MR16C/FL40) | LIGHTING | LAMPS | LAMPS | CENTRAL STORES | 6.5 | 5 | 32.5 | 0 | 0 | 0 | 0 | 0 | 0 | 0 | 0 | 0 | 0 | 0 | 0 | 0 | 0 | 0 | 0 | 0 | 0 | 0 | 0 | 0 | 0 | 0
1600001790 | CS | LAMP, LED; LEDFLT8-840-415-5DEF LED TUBE; 15W 4000K 4FT DOUBLE END POWER (25/CASE) ENERGY FOCUS | LIGHTING | LED | LED | CENTRAL STORES | 374.5 | 5 | 1872.5 | 3 | 1 | 0 | 1 | 0 | 0 | 0 | 0 | 0 | 0 | 1 | 0 | 0 | 0 | 1 | 1 | 0 | 0 | 0 | 0 | 0 | 0 | 0
1600001795 | EA | EGG CRATE LOUVERS -SLVR 1/2â€³ SQ / EGG CRATE SILVER LOUVERS POLYSTYRENE 2 X 4, (1/2 X 1/2 SQUARE) (10/BX) | TBD | TBD | TBD | CENTRAL STORES | 31.5551 | 5 | 157.7755 | 0 | 0 | 0 | 0 | 0 | 0 | 0 | 0 | 0 | 0 | 0 | 0 | 5 | 0 | 0 | 0 | 0 | 0 | 0 | 0 | 0 | 0 | 0
1600001866 | EA | 480V/7200VA PHOTOCELL / PHOTOCELL, 480V/7200VA (K4135) (ALLR AT-19) | TBD | TBD | TBD | CENTRAL STORES | 15.69 | 5 | 78.45 | 0 | 0 | 0 | 0 | 0 | 0 | 0 | 0 | 0 | 0 | 0 | 0 | 0 | 0 | 0 | 0 | 0 | 0 | 0 | 0 | 0 | 0 | 0
1600001869 | EA | 105-130VAC/1800VA PHOTOCELL / PHOTOCELL, 105-130/VAC/1800VA TURNLOCK (5001S) | TBD | TBD | TBD | CENTRAL STORES | 22.3509 | 5 | 111.7545 | 0 | 0 | 0 | 0 | 0 | 0 | 0 | 0 | 0 | 0 | 0 | 0 | 0 | 0 | 0 | 0 | 0 | 0 | 0 | 0 | 0 | 0 | 0
1600001872 | EA | PLATE, 1 GNG GCFI COVER,(VERT.), (TAY MAC 20310-WP) | ELECTRICAL | PLATES | PLATES | CENTRAL STORES | 6.27 | 5 | 31.35 | 0 | 0 | 0 | 0 | 0 | 0 | 0 | 0 | 0 | 0 | 0 | 0 | 0 | 0 | 0 | 0 | 0 | 0 | 0 | 0 | 0 | 0 | 0
1600001915 | EA | PLATE, 2 GANG, BLANK, (IVORY), PLASTIC (GE#72122) | ELECTRICAL | PLATES | PLATES | CENTRAL STORES | 2.7 | 5 | 13.5 | 0 | 0 | 0 | 0 | 0 | 0 | 0 | 0 | 0 | 0 | 0 | 0 | 0 | 0 | 0 | 0 | 0 | 0 | 10 | 0 | 0 | 0 | 0
1600001937 | EA | PLUG, L6-20P, 20A/250V, TWIST-LOCK, 2 POLE/3 WIRE (HUBBELL # HBL2321) | ELECTRICAL | PLUGS | PLUGS | CENTRAL STORES | 16.28 | 5 | 81.4 | 0 | 0 | 0 | 0 | 0 | 0 | 0 | 0 | 0 | 0 | 0 | 0 | 0 | 0 | 0 | 0 | 0 | 0 | 0 | 0 | 0 | 0 | 0
1600001966 | EA | FITTING, 3/4â€³, GRAY PVC, 90 ELL, (S X S), SCH. 40 | ELECTRICAL | CONNECTORS | CONNECTORS | CENTRAL STORES | 0.3842 | 5 | 1.921 | 0 | 0 | 0 | 0 | 0 | 0 | 0 | 0 | 0 | 0 | 0 | 0 | 0 | 0 | 0 | 0 | 0 | 0 | 0 | 0 | 0 | 0 | 0
1600002035 | EA | SECONDARY SURGE ARREST SQD / SECONDARY SURGE ARRESTOR SQUARE #SDSA1175 | TBD | TBD | TBD | CENTRAL STORES | 21.65 | 5 | 108.25 | 0 | 0 | 0 | 0 | 0 | 0 | 0 | 0 | 0 | 0 | 0 | 0 | 0 | 0 | 0 | 0 | 0 | 0 | 0 | 0 | 0 | 0 | 0
1600002100 | EA | TRANSFORMER, 140A/277V 60HZ, (ROBERTSON SP-4827), {1 LAMP) | ELECTRICAL | TRANSFORMERS | TRANSFORMERS | CENTRAL STORES | 23.45 | 5 | 117.25 | 0 | 0 | 0 | 0 | 0 | 0 | 0 | 0 | 0 | 0 | 0 | 0 | 0 | 0 | 0 | 0 | 0 | 0 | 0 | 0 | 0 | 0 | 0
1600002239 | EA | SWITCH, MOTION SENSOR, LIGHT, (CMR-PDT) | ELECTRICAL | SWITCHES | SWITCHES | CENTRAL STORES | 54 | 5 | 270 | 0 | 0 | 0 | 0 | 0 | 0 | 0 | 0 | 0 | 0 | 0 | 0 | 0 | 0 | 0 | 0 | 0 | 0 | 0 | 0 | 0 | 0 | 0
1600002279 | EA | LAMP, METAL HALIDE, 400W (T15), CLEAR -MOGUL (CANDELA/VENTURE)MH400/U/MOG T15 | LIGHTING | LAMPS | LAMPS | CENTRAL STORES | 49 | 5 | 245 | 0 | 0 | 0 | 0 | 0 | 0 | 0 | 0 | 0 | 0 | 0 | 0 | 0 | 0 | 0 | 0 | 0 | 0 | 0 | 0 | 0 | 0 | 0
1600002427 | EA | BALLAST, METAL HALIDE, 100W 480V, M90 | LIGHTING | BALLASTS | BALLASTS | CENTRAL STORES | 118.65 | 5 | 593.25 | 0 | 0 | 0 | 0 | 0 | 0 | 0 | 0 | 0 | 0 | 6 | 0 | 0 | 0 | 0 | 0 | 0 | 0 | 0 | 0 | 0 | 0 | 0
1600002481 | EA | SWITCH, WALL, SENSOR, DUAL, AUTO CONTROL WITH NO BUTTON, 50/60HZ, 400 SQUARE FOOT COVERAGE WITH PHOTOCELL, 800W INCANDESCENT, 100W FLUORESCENT @ 120V AC, 1800W FLUORESCENT @ 277 ACDUAL CIRCUIT | ELECTRICAL | SWITCHES | SWITCHES | CENTRAL STORES | 144.52 | 5 | 722.6 | 0 | 0 | 0 | 0 | 0 | 0 | 0 | 0 | 0 | 0 | 0 | 0 | 0 | 0 | 0 | 0 | 0 | 0 | 0 | 0 | 0 | 0 | 0
1600002657 | CS | LAMP, FLUORESCENT, 14W, (T5), 21â€³ LG (4100K) (40/CS) (ONLY ISSUED BY THE CASE) | LIGHTING | LAMPS | LAMPS | CENTRAL STORES | 238 | 5 | 1190 | 0 | 0 | 0 | 21 | 2 | 0 | 0 | 0 | 8 | 0 | 0 | 0 | 4 | 1 | 0 | 0 | 0 | 0 | 0 | 0 | 0 | 0 | 0
1600002690 | EA | 4â€³ SQ X 1â€³ RAISE 1GNG / 4â€³ SQ X 1â€³ RAISE 1GNG | TBD | TBD | TBD | CENTRAL STORES | 1.9762 | 5 | 9.881 | 0 | 0 | 0 | 0 | 0 | 0 | 0 | 0 | 0 | 0 | 0 | 0 | 0 | 0 | 0 | 0 | 0 | 0 | 0 | 0 | 0 | 0 | 0
2000001159 | EA | PB-16 BLASTER LUBRICANT / LUBRICATING FLUID #PB BLASTER (8OZ. OR 11OZ.) | TBD | TBD | TBD | CENTRAL STORES | 6.6242 | 5 | 33.121 | 0 | 0 | 0 | 4 | 0 | 0 | 0 | 0 | 3 | 0 | 0 | 0 | 0 | 0 | 0 | 0 | 0 | 0 | 0 | 0 | 0 | 0 | 0
2300001024 | EA | ANCHOR, 3/4â€³-10 X 7, WEDGE | FASTENERS | ANCHORS | ANCHORS | CENTRAL STORES | 4.3592 | 5 | 21.796 | 0 | 0 | 0 | 0 | 0 | 0 | 0 | 0 | 0 | 0 | 0 | 0 | 0 | 0 | 0 | 0 | 0 | 0 | 0 | 0 | 0 | 0 | 0
AS-0000073 | EA | FLOOR TILE; CERAMIC; BLACK SOLID PATTERN; 12â€³ X 12â€³ | ATTIC STOCK | FLOORING | TILE | CENTRAL STORES | 0.01 | 5 | 0.05 | 0 | 0 | 0 | 0 | 0 | 0 | 0 | 0 | 0 | 0 | 0 | 0 | 0 | 0 | 0 | 0 | 0 | 0 | 0 | 0 | 0 | 0 | 0
0900001284 | PK | MASK, NEXCARE ALL PURPOSE MASKS ( NEXCARE ) | SAFETY | PPE | PPE | CENTRAL STORES | 4.64 | 4 | 18.56 | 1 | 0 | 0 | 3 | 0 | 0 | 0 | 0 | 0 | 0 | 0 | 0 | 5 | 0 | 0 | 0 | 0 | 0 | 0 | 0 | 0 | 0 | 0
0900001406 | PK | CLOTH, MICROFIBER, VICBAY, RED, 16â€³X16â€³, 12/PK, D10324 | CLEANING | RAGS AND WIPES | RAGS AND WIPES | CENTRAL STORES | 26.7181 | 4 | 106.8724 | 10 | 15 | 13 | 25 | 4 | 15 | 5 | 11 | 19 | 17 | 30 | 24 | 12 | 2 | 0 | 0 | 0 | 0 | 0 | 0 | 0 | 0 | 0
1501002200 | EA | FILTER, BAG, 12X24X12, HEIGHT X WIDTH X DEPTH, (HORIZONTAL CONFIGURATION), MERV14A, CAMFIL 10P, 405619F12 | HVAC | FILTERS | FILTERS | CENTRAL STORES | 78.19 | 4 | 312.76 | 0 | 34 | 0 | 66 | 2 | 72 | 2 | 138 | 33 | 47 | 0 | 39 | 0 | 0 | 34 | 38 | 6 | 0 | 4 | 0 | 0 | 0 | 0
1600001658 | EA | LAMP, HIGH PRESSURE SODIUM, 150W, CLEAR MOGUL (LU150PLUS/ECO) BALLAST-S 55 | LIGHTING | LAMPS | LAMPS | CENTRAL STORES | 14.3961 | 4 | 57.5844 | 0 | 0 | 0 | 0 | 0 | 0 | 0 | 0 | 0 | 0 | 0 | 0 | 0 | 0 | 0 | 0 | 0 | 0 | 0 | 0 | 0 | 0 | 0
1600001770 | EA | LAMP, LED, 7W, MR16/827, 25 DEG. BEAM, DIMMABLE (LED7DMR16/827/25), BLDGS. 13 $ 29 | LIGHTING | LAMPS | LAMPS | CENTRAL STORES | 16.28 | 4 | 65.12 | 0 | 0 | 2 | 0 | 0 | 0 | 0 | 0 | 0 | 0 | 0 | 0 | 0 | 0 | 0 | 0 | 0 | 0 | 0 | 0 | 0 | 0 | 0
1600001771 | EA | LAMP, LED, 6W, 40 DEG LOW VOLTAGE, PENDANT REPLACEMENT LAMP, (BLDG. 13 & 29) | LIGHTING | LAMPS | LAMPS | CENTRAL STORES | 80.935 | 4 | 323.74 | 0 | 0 | 0 | 0 | 0 | 0 | 0 | 0 | 0 | 0 | 0 | 0 | 0 | 0 | 0 | 0 | 0 | 0 | 0 | 0 | 0 | 0 | 0
1600001871 | EA | TAYMAC HORIZONTAL OR VERTICAL-MOUNT WHILE IN USE WEATHERPROOF COVER, 1-GANG, POLYCARBONATE | ELECTRICAL | PLATES | PLATES | CENTRAL STORES | 14.76 | 4 | 59.04 | 2 | 0 | 0 | 0 | 0 | 0 | 0 | 0 | 1 | 0 | 0 | 0 | 0 | 0 | 0 | 0 | 0 | 0 | 0 | 0 | 0 | 0 | 0
1600001911 | EA | PLATE, SINGLE, RECEPTACLE, (SS BRUSHED) CIRC CUT-OUT 2 1/8â€³ (LEVITON #84005) | ELECTRICAL | PLATES | PLATES | CENTRAL STORES | 2.66 | 4 | 10.64 | 0 | 0 | 0 | 0 | 0 | 0 | 0 | 0 | 0 | 0 | 0 | 0 | 0 | 0 | 0 | 0 | 0 | 0 | 0 | 0 | 0 | 0 | 0
1600001938 | EA | PLUG, L5-20P, 20A/125V, TWIST-LOCK, 2 POLE/3 WIRE (HUBBELL 2311) | ELECTRICAL | PLUGS | PLUGS | CENTRAL STORES | 18.8 | 4 | 75.2 | 0 | 0 | 0 | 0 | 0 | 0 | 0 | 0 | 0 | 0 | 0 | 0 | 0 | 0 | 0 | 0 | 0 | 0 | 0 | 0 | 0 | 0 | 0
1600002126 | EA | WIRE, #10, THHN STRAND, (ORANGE) 500FT/ROLL | ELECTRICAL | WIRING | WIRING | CENTRAL STORES | 139.22 | 4 | 556.88 | 0 | 0 | 0 | 0 | 0 | 0 | 0 | 0 | 0 | 0 | 0 | 0 | 0 | 0 | 0 | 0 | 0 | 0 | 0 | 0 | 0 | 0 | 0
1600002188 | EA | CONNECTOR, 6-15R, 15A/250V, CORD, 2 POLE/3 WIRE, (LEVITON #5669-C) | ELECTRICAL | CONNECTORS | CONNECTORS | CENTRAL STORES | 17.22 | 4 | 68.88 | 0 | 0 | 0 | 0 | 0 | 0 | 0 | 0 | 0 | 0 | 0 | 0 | 0 | 0 | 0 | 0 | 0 | 0 | 0 | 0 | 0 | 0 | 0
1600002215 | EA | PLATE, 2 GANG, SWITCH, WHT, (DECORA ONLY) | ELECTRICAL | PLATES | PLATES | CENTRAL STORES | 2.17 | 4 | 8.68 | 0 | 0 | 0 | 0 | 0 | 0 | 0 | 0 | 0 | 40 | 0 | 0 | 0 | 15 | 0 | 0 | 0 | 0 | 0 | 0 | 0 | 0 | 0
1600002218 | EA | BALLAST, DIMMER, 277, (T5), 2 LAMP, (ECO-T550-277-2) | LIGHTING | BALLASTS | BALLASTS | CENTRAL STORES | 86 | 4 | 344 | 0 | 0 | 0 | 0 | 2 | 0 | 0 | 0 | 0 | 0 | 0 | 0 | 0 | 0 | 0 | 0 | 0 | 0 | 0 | 0 | 0 | 0 | 0
1600002248 | EA | BALLAST, MINI, 42W 120/277V (2 LMP) | LIGHTING | BALLASTS | BALLASTS | CENTRAL STORES | 17.4947 | 4 | 69.9788 | 0 | 0 | 0 | 0 | 0 | 0 | 0 | 0 | 0 | 0 | 0 | 0 | 0 | 0 | 0 | 0 | 0 | 0 | 0 | 0 | 0 | 0 | 0
1600002282 | EA | CONNECTOR, 6-20, 20A/250V, STRAIGHT BLADE, FEMALE, 2 POLE/3 WIRE(HUBBELL #5469C) | ELECTRICAL | CONNECTORS | CONNECTORS | CENTRAL STORES | 36.99 | 4 | 147.96 | 0 | 0 | 0 | 0 | 0 | 0 | 0 | 0 | 0 | 0 | 0 | 0 | 0 | 0 | 0 | 0 | 0 | 0 | 0 | 0 | 0 | 0 | 0
1600002333 | EA | BALLAST, FDB-4877-277-1, LUTRON HI-LUME, (ROSEN) | LIGHTING | BALLASTS | BALLASTS | CENTRAL STORES | 110.4 | 4 | 441.6 | 0 | 0 | 0 | 0 | 0 | 0 | 0 | 0 | 0 | 0 | 0 | 0 | 0 | 0 | 0 | 0 | 0 | 0 | 0 | 0 | 0 | 0 | 0
1600002334 | EA | BALLAST, F48 (T8), 120/277V, HO, (ROSEN), (2 LAMP) ADVANCE | LIGHTING | BALLASTS | BALLASTS | CENTRAL STORES | 40.71 | 4 | 162.84 | 0 | 0 | 0 | 0 | 0 | 0 | 0 | 0 | 0 | 0 | 0 | 0 | 0 | 0 | 0 | 0 | 0 | 0 | 0 | 0 | 0 | 0 | 0
1600002394 | CS | LAMP, FLUORESCENT, 32W T8, WARM, 48â€³ LONG ENGINEERING I, F32T8/TL930 ((30/CS) (ONLY ISSUED BY THE CASE) | LIGHTING | LAMPS | LAMPS | CENTRAL STORES | 97.5 | 4 | 390 | 0 | 0 | 0 | 0 | 0 | 0 | 0 | 0 | 0 | 0 | 0 | 0 | 1 | 0 | 0 | 0 | 0 | 0 | 6 | 0 | 0 | 0 | 0
1600002469 | EA | BALLAST, METAL HALIDE, 150W, M-102, (MULTI-TAP), (ROSEN) | LIGHTING | BALLASTS | BALLASTS | CENTRAL STORES | 64.27 | 4 | 257.08 | 0 | 0 | 0 | 0 | 0 | 0 | 0 | 0 | 0 | 0 | 0 | 0 | 0 | 0 | 0 | 0 | 0 | 0 | 0 | 0 | 0 | 0 | 0
1600002815 | CS | LAMP, F21W, T5, 841, ECO (40/CS) (ONLY ISSUED BY THE CASE) | LIGHTING | LAMPS | LAMPS | CENTRAL STORES | 159.2 | 4 | 636.8 | 0 | 0 | 0 | 0 | 0 | 0 | 0 | 0 | 0 | 0 | 20 | 0 | 0 | 0 | 0 | 0 | 0 | 0 | 0 | 0 | 0 | 0 | 0
1600003101 | EA | 6VDC SEALED LEAD ACID BATTERY, 1.2AH, FASTON, 2.05â€³ HEIGHT, 0.68 LB. WEIGHT, 0.94â€³ DEPTH | ELECTRONICS | BATTERIES | BATTERIES | CENTRAL STORES | 10.56 | 4 | 42.24 | 0 | 0 | 0 | 0 | 0 | 0 | 0 | 0 | 0 | 0 | 2 | 0 | 0 | 0 | 0 | 0 | 0 | 0 | 0 | 0 | 0 | 0 | 0
2000001003 | EA | J-B WELD / J-B WELD | TBD | TBD | TBD | CENTRAL STORES | 7.6228 | 4 | 30.4912 | 0 | 0 | 0 | 0 | 0 | 0 | 0 | 0 | 0 | 0 | 0 | 0 | 0 | 0 | 0 | 0 | 4 | 0 | 0 | 0 | 0 | 0 | 0
2000001582 | EA | BUNGEE CORD, 31 INCH (31â€³) | HARDWARE | CORDS | CORDS | CENTRAL STORES | 3.0322 | 4 | 12.1288 | 4 | 6 | 3 | 4 | 0 | 0 | 8 | 0 | 3 | 0 | 0 | 0 | 0 | 4 | 0 | 0 | 0 | 0 | 2 | 0 | 0 | 0 | 0
2300001179 | EA | HINGE, BOTTOM | HARDWARE | HINGES | HINGES | CENTRAL STORES | 14.5545 | 4 | 58.218 | 0 | 0 | 0 | 0 | 0 | 0 | 0 | 0 | 0 | 0 | 0 | 0 | 0 | 0 | 0 | 0 | 0 | 0 | 0 | 0 | 0 | 0 | 0
AS-0000066 | EA | TILE MAT; METALLIC; SILVER ONE INCH SQUARES; 12â€³ X 12â€³ OVERALL; DT TILES TML01; TECHNOLOGY COMMONS II BUILDING 0029 | ATTIC STOCK | WALL MATERIALS | TILE MATS | CENTRAL STORES | 0.01 | 4 | 0.04 | 0 | 0 | 0 | 0 | 0 | 0 | 0 | 0 | 0 | 0 | 0 | 0 | 0 | 0 | 0 | 0 | 0 | 0 | 0 | 0 | 0 | 0 | 0
AS-0000074 | EA | FLOOR TILE; CERAMIC; BLUE WITH BLACK, SILVER, AND BEIGE ACCENTS; 16â€³ X 16â€³ | ATTIC STOCK | FLOORING | TILE | CENTRAL STORES | 0.01 | 4 | 0.04 | 0 | 0 | 0 | 0 | 0 | 0 | 0 | 0 | 0 | 0 | 0 | 0 | 0 | 0 | 0 | 0 | 0 | 0 | 0 | 0 | 0 | 0 | 0
0900001046 | GAL | VINEGAR, 4/1GAL@CASE -WHITE | CLEANING | CHEMICALS | CHEMICALS | CENTRAL STORES | 4.6 | 3 | 13.8 | 12 | 2 | 21 | 4 | 0 | 10 | 11 | 12 | 18 | 0 | 0 | 0 | 0 | 0 | 0 | 0 | 0 | 0 | 0 | 0 | 0 | 0 | 0
0900001209 | CS | SOAP, GO-JO/PROVON FOAMING FOR TOUCHLESS DISPENSER, (GOJO, GO JO), 2/1200ML, HAND | CLEANING | PERSONAL CARE | PERSONAL CARE | CENTRAL STORES | 37.27 | 3 | 111.81 | 9 | 6 | 8 | 0 | 0 | 0 | 3 | 16 | 2 | 0 | 0 | 0 | 1 | 0 | 4 | 0 | 0 | 0 | 0 | 0 | 0 | 0 | 0
0900001222 | PR | GLOVES, MENS, GAUNTLETED LEATHER, SUEDE PALM WORK - (XL) PM / WELLS LAMONT MODEL 1136XL | SAFETY | PPE | PPE | CENTRAL STORES | 10.6066 | 3 | 31.8198 | 0 | 0 | 0 | 0 | 2 | 0 | 2 | 0 | 4 | 0 | 0 | 0 | 0 | 0 | 0 | 1 | 1 | 0 | 0 | 0 | 0 | 0 | 0
0900001270 | PR | GLOVES, JUNKYARD DOG PERFECT FIT GLOVES | SAFETY | PPE | PPE | CENTRAL STORES | 5.0373 | 3 | 15.1119 | 0 | 0 | 0 | 0 | 0 | 0 | 0 | 1 | 0 | 0 | 0 | 0 | 0 | 0 | 0 | 0 | 0 | 0 | 0 | 0 | 0 | 0 | 0
1501001213 | EA | FILTER, 8 X 16 X 1, PLEATED MDL 40 HI-CAP MERV 10 (8X16X1) | HVAC | FILTERS | FILTERS | CENTRAL STORES | 4.8546 | 3 | 14.5638 | 1 | 0 | 0 | 2 | 1 | 0 | 1 | 0 | 2 | 1 | 1 | 0 | 2 | 0 | 0 | 2 | 2 | 0 | 0 | 2 | 0 | 4 | 0
1600001731 | EA | LAMP, HALOGEN, 150W/120V, QUARTZ, DOUBLE-ENDED, LINEAR, (PHILIPS #21751-3) T-3 BULB, RSC BASE, 3-1/8â€³â€³ LENGTH BC150T3Q/CLâ€³ | LIGHTING | LAMPS | LAMPS | CENTRAL STORES | 4.86 | 3 | 14.58 | 0 | 0 | 0 | 0 | 0 | 0 | 0 | 0 | 0 | 0 | 0 | 0 | 0 | 0 | 0 | 0 | 0 | 0 | 0 | 0 | 0 | 0 | 0
1600001735 | EA | LAMP, HALOGEN, 150W/130V, SINGLE-ENDED, MINI-CANDLE BASE, T-4, -CLEAR | LIGHTING | LAMPS | LAMPS | CENTRAL STORES | 8.028 | 3 | 24.084 | 0 | 0 | 0 | 0 | 30 | 0 | 0 | 0 | 20 | 0 | 0 | 0 | 30 | 0 | 0 | 0 | 0 | 0 | 0 | 0 | 0 | 0 | 0
1600001780 | EA | 2PIN HIGH OUTPUT LAMPHOLDER / LAMPHOLDER, RECESSED BIPIN HIGH OUTPUT (LEVITON #465) | LIGHTING | LAMPHOLDERS | LAMPHOLDERS | CENTRAL STORES | 6.69 | 3 | 20.07 | 0 | 0 | 0 | 0 | 0 | 0 | 0 | 0 | 0 | 0 | 0 | 0 | 0 | 0 | 0 | 0 | 0 | 0 | 0 | 0 | 0 | 0 | 0
1600001870 | EA | 1000W-120/277V TIME-DELAY PHOTOCELL / PHOTOCELL 120/277V 1000W TIME DELAY | TBD | TBD | TBD | CENTRAL STORES | 17.9 | 3 | 53.7 | 0 | 0 | 0 | 0 | 0 | 0 | 0 | 1 | 0 | 0 | 0 | 0 | 0 | 0 | 0 | 0 | 0 | 0 | 0 | 0 | 0 | 0 | 0
1600001922 | EA | PLATE, 2 GANG, BLANK, (ALUMINUM WITH GASKET) | ELECTRICAL | PLATES | PLATES | CENTRAL STORES | 3.5 | 3 | 10.5 | 0 | 0 | 0 | 0 | 0 | 0 | 0 | 0 | 0 | 0 | 0 | 0 | 0 | 0 | 0 | 0 | 0 | 0 | 2 | 0 | 0 | 0 | 0
1600002007 | EA | SOCKET, PORCELINE LAMP SOCKET MEDIUM BASE WITH LEADS LEVITON #10085 | LIGHTING | LAMPS | LAMPS | CENTRAL STORES | 8.0566 | 3 | 24.1698 | 0 | 0 | 0 | 0 | 0 | 0 | 6 | 0 | 0 | 0 | 0 | 0 | 0 | 0 | 0 | 0 | 0 | 0 | 0 | 0 | 0 | 0 | 0
1600002010 | EA | PORCELAIN SOCKET 660W/600V -MOGUL / PORECLINE SOCKET MOGUL BASE 600VOLTS/660WATTS W/LEADS | TBD | TBD | TBD | CENTRAL STORES | 32.5533 | 3 | 97.6599 | 0 | 0 | 0 | 0 | 0 | 0 | 0 | 0 | 0 | 0 | 0 | 0 | 0 | 0 | 0 | 0 | 0 | 0 | 0 | 0 | 0 | 0 | 0
1600002067 | EA | PLATE , PASSIVE INFRARED AUTOMATIC WALL SWITCH, (100 -277VAC, 50/60HZ) W/ASP-211, COVER, WHITE **MODEL WA-200-W* THE WALL STOPPER | ELECTRICAL | PLATES | PLATES | CENTRAL STORES | 69.686 | 3 | 209.058 | 0 | 0 | 0 | 0 | 0 | 0 | 0 | 0 | 0 | 0 | 0 | 0 | 0 | 0 | 0 | 0 | 0 | 0 | 0 | 0 | 0 | 0 | 0
1600002144 | EA | WIRE, #14, THHN STRAND, (GREEN) 500FT/ROLL | ELECTRICAL | WIRING | WIRING | CENTRAL STORES | 54.0278 | 3 | 162.0834 | 0 | 0 | 0 | 0 | 0 | 0 | 0 | 0 | 0 | 0 | 0 | 0 | 0 | 0 | 0 | 0 | 0 | 0 | 0 | 0 | 0 | 0 | 0
1600002316 | EA | TRANSFORMER, GE REVENUESENSE HIGH ACCURACY CURRENT TRANSFORMER (JAB-0S, CATALOG#750X336002), 0.15S ACC CLASS, 2000:5A , *CRITICAL ITEM: UTILITIES & ENERGY SERVICES ONLY* ** NO SUBSTITUTES AS THIS IS UES STANDARD MODELS ** | ELECTRICAL | TRANSFORMERS | TRANSFORMERS | CENTRAL STORES | 140.19 | 3 | 420.57 | 0 | 0 | 0 | 0 | 0 | 0 | 0 | 0 | 0 | 0 | 0 | 0 | 0 | 0 | 0 | 0 | 0 | 0 | 0 | 0 | 0 | 0 | 0
1600002317 | EA | TRANSFORMER, CURRENT, GE REVENUESENSE HIGH ACCURACY CURRENT TRANSFORMER (JCT-0S, CATALOG#750X323002), 0.15S ACC CLASS, 600:5A, LOW BASE, WITH PRIMARY BAR - NON-REMOVEABLE , *CRITICAL ITEM: UES ONLY*** NO SUBSTITUTES AS THIS IS UES STANDARD MODE | ELECTRICAL | TRANSFORMERS | TRANSFORMERS | CENTRAL STORES | 266.6775 | 3 | 800.0325 | 0 | 0 | 0 | 0 | 0 | 0 | 0 | 0 | 0 | 0 | 0 | 0 | 0 | 0 | 0 | 0 | 0 | 0 | 0 | 0 | 0 | 0 | 0
1600002318 | EA | TRANSFORMER, CURRENT, GE REVENUESENSE HIGH ACCURACY CURRENT TRANSFORMER (JAD-0S, CATALOG#750X320012), 0.15S ACC CLASS, 2000:5A, W/BASE, NO PRIMARY BAR, *CRITICAL ITEM: UTILITIES & ENERGY SERVICES ONLY* ** NO SUBSTITUTES AS THIS IS UES STANDARD MODELS ** | ELECTRICAL | TRANSFORMERS | TRANSFORMERS | CENTRAL STORES | 156.9333 | 3 | 470.7999 | 0 | 0 | 0 | 0 | 0 | 0 | 0 | 0 | 0 | 0 | 0 | 0 | 0 | 3 | 0 | 0 | 0 | 0 | 0 | 0 | 0 | 0 | 0
1600002337 | EA | LAMP, METAL HALIDE, 250W T15, CLEAR MOGUL (VENTURE) | LIGHTING | LAMPS | LAMPS | CENTRAL STORES | 28.95 | 3 | 86.85 | 3 | 0 | 0 | 0 | 0 | 0 | 0 | 0 | 6 | 0 | 0 | 0 | 0 | 0 | 0 | 0 | 0 | 0 | 0 | 0 | 0 | 0 | 0
1600002486 | CS | LAMP, FLUORESCENT, 32W, T8, 3500K (30/CS) (ROSEN)(ONLY ISSUED BY THE CASE) | LIGHTING | LAMPS | LAMPS | CENTRAL STORES | 59.4 | 3 | 178.2 | 0 | 0 | 0 | 0 | 0 | 0 | 0 | 0 | 0 | 0 | 0 | 0 | 0 | 0 | 0 | 0 | 0 | 0 | 0 | 0 | 0 | 0 | 0
1600002693 | EA | HANDY BOX EXT. 4 X 2-1/8, STEEL,1-7/8 DEEP, 1/2 KO / HANDY BOX EXT. 4 X 2-1/8, STEEL,1-7/8 DEEP, 1/2 KO | TBD | TBD | TBD | CENTRAL STORES | 3.21 | 3 | 9.63 | 0 | 0 | 0 | 0 | 0 | 0 | 0 | 0 | 0 | 0 | 0 | 0 | 0 | 0 | 0 | 0 | 0 | 0 | 0 | 0 | 0 | 0 | 0
200001030 | GAL | PAINT, SEYMOUR MRO (1 GALLON), GLOSS, SAFETY YELLOW, #633-144, *CRITICAL ITEM: UTILITIES & ENERGY SERVICES ONLY* ** NO SUBSTITUTES AS THIS IS UES STANDARD MODELS** | PAINT | EXTERIOR PAINT | EXTERIOR PAINT | CENTRAL STORES | 131.025 | 3 | 393.075 | 0 | 0 | 0 | 0 | 0 | 0 | 0 | 0 | 0 | 0 | 0 | 0 | 0 | 0 | 0 | 0 | 0 | 0 | 0 | 0 | 0 | 0 | 0
AS-0000045 | EA | FLOOR TILE; CERAMIC; COVER BASE; STEEL STRUCTURE GRAY; 6.50â€³ X 13â€³; DALITE CN91; CSEL BUILDING 0140 | ATTIC STOCK | FLOORING | TILE | CENTRAL STORES | 0.014 | 3 | 0.042 | 0 | 0 | 0 | 0 | 0 | 0 | 0 | 0 | 0 | 0 | 0 | 0 | 0 | 0 | 0 | 0 | 0 | 0 | 0 | 0 | 0 | 0 | 0
AS-0000067 | EA | TILE MAT; BLACK AND BEIGE PIANO KEY DESIGN; ONE INCH BY TWO INCH RECTANGLES; 12â€³ X 12â€³ OVERALL; TECHNOLOGY COMMONS II BUILDING 0029 | ATTIC STOCK | WALL MATERIALS | TILE MATS | CENTRAL STORES | 0.01 | 3 | 0.03 | 0 | 0 | 0 | 0 | 0 | 0 | 0 | 0 | 0 | 0 | 0 | 0 | 0 | 0 | 0 | 0 | 0 | 0 | 0 | 0 | 0 | 0 | 0
AS-0000068 | EA | FLOOR TILE; CERAMIC; GRAY SILVER; 12â€³ X 12â€³; TECHNOLOGY COMMONS II BUILDING 0029 | ATTIC STOCK | FLOORING | TILE | CENTRAL STORES | 0.01 | 3 | 0.03 | 0 | 0 | 0 | 0 | 0 | 0 | 0 | 0 | 0 | 0 | 0 | 0 | 0 | 0 | 0 | 0 | 0 | 0 | 0 | 0 | 0 | 0 | 0
AS-0000075 | EA | FLOOR TILE; CERAMIC; RED WITH BLACK, SILVER, AND BEIGE ACCENTS; 16â€³ X 16â€³ | ATTIC STOCK | FLOORING | TILE | CENTRAL STORES | 0.01 | 3 | 0.03 | 0 | 0 | 0 | 0 | 0 | 0 | 0 | 0 | 0 | 0 | 0 | 0 | 0 | 0 | 0 | 0 | 0 | 0 | 0 | 0 | 0 | 0 | 0
0900001154 | EA | CARPET SHAMPOO, HEAVY DUTY PRE-SPRAY, (DIVERSEY#904266), DADE # N00673, (1 GALLON) | CLEANING | FLOOR CARE | FLOOR CARE | CENTRAL STORES | 35.2781 | 2 | 70.5562 | 65 | 4 | 0 | 0 | 12 | 4 | 10 | 10 | 10 | 15 | 28 | 11 | 0 | 0 | 8 | 0 | 0 | 0 | 0 | 0 | 0 | 0 | 0
0900001281 | QT | CLEANER, CITRA SOLV, QUART | CLEANING | CHEMICALS | CHEMICALS | CENTRAL STORES | 20.2075 | 2 | 40.415 | 4 | 0 | 0 | 0 | 0 | 0 | 0 | 0 | 0 | 0 | 0 | 0 | 0 | 0 | 0 | 0 | 0 | 0 | 0 | 0 | 0 | 0 | 0
1600001797 | EA | Q-4 NEW DESIGN 12â€³ ONLY LENS | LIGHTING | INDOOR FIXTURES | INDOOR FIXTURES | CENTRAL STORES | 48.25 | 2 | 96.5 | 0 | 0 | 0 | 0 | 0 | 0 | 0 | 0 | 0 | 0 | 0 | 0 | 0 | 0 | 0 | 0 | 0 | 0 | 0 | 0 | 0 | 0 | 0
1600001925 | EA | PLATE,2 GANG, BLANK, (STAINLESS STEEL), BRUSHED, (LEVITON #84025) | ELECTRICAL | PLATES | PLATES | CENTRAL STORES | 9.42 | 2 | 18.84 | 0 | 0 | 0 | 0 | 0 | 0 | 0 | 0 | 0 | 0 | 50 | 0 | 2 | 0 | 0 | 0 | 0 | 0 | 0 | 0 | 0 | 0 | 0
1600001934 | EA | PLUG, 5-15P, 15A/125V, STRAIGHT BLADE, (MALE) 2 POLE/3 WIRE (HUBBELL #5266C / LEVITON #5266-C) | ELECTRICAL | PLUGS | PLUGS | CENTRAL STORES | 11.33 | 2 | 22.66 | 0 | 0 | 0 | 0 | 0 | 0 | 0 | 0 | 0 | 0 | 0 | 0 | 0 | 0 | 0 | 0 | 0 | 2 | 0 | 0 | 0 | 0 | 0
1600001939 | EA | PLUG, L21-20P, 20A-120/208V, TWIST-LOCK, 4 POLE/5 WIRE (HUBBELL #2511) | ELECTRICAL | PLUGS | PLUGS | CENTRAL STORES | 12.41 | 2 | 24.82 | 0 | 0 | 0 | 0 | 0 | 0 | 0 | 0 | 0 | 0 | 0 | 0 | 0 | 0 | 0 | 0 | 0 | 0 | 0 | 0 | 0 | 0 | 0
1600001976 | EA | RECEPTACLE, 6-50R, 50A/250V, STRAIGHT BLADE, 2 POLE/3 WIRE -BLACK (HUBBELL #9367 / LEVITON #5374) | ELECTRICAL | RECEPTACLES | RECEPTACLES | CENTRAL STORES | 10.23 | 2 | 20.46 | 0 | 0 | 0 | 0 | 0 | 0 | 0 | 0 | 0 | 0 | 0 | 0 | 0 | 0 | 0 | 0 | 0 | 0 | 0 | 0 | 0 | 0 | 0
1600002011 | PK | SOCKET; ENERGY FOCUS, NON-SHUNTED, LEDFLSLH-G13NS-SBOG; LAMPHOLDER(ISSUED BY PACK OF 500) | ELECTRICAL | SOCKETS | SOCKETS | CENTRAL STORES | 240.0008 | 2 | 480.0016 | 0 | 0 | 0 | 0 | 0 | 0 | 0 | 0 | 0 | 0 | 0 | 0 | 0 | 0 | 0 | 0 | 0 | 0 | 0 | 0 | 0 | 0 | 0
1600002099 | EA | RAB STEP DOWN TRANSFORMER 200W FOR HID LAMPS XFMR200-480-277 | LIGHTING | BALLASTS | BALLASTS | CENTRAL STORES | 62.51 | 2 | 125.02 | 0 | 0 | 0 | 0 | 0 | 0 | 0 | 0 | 0 | 0 | 0 | 0 | 0 | 0 | 0 | 0 | 0 | 0 | 0 | 0 | 0 | 0 | 0
1600002106 | EA | WI-200 WATT STOPPER / WI-200 (THE WATT STOPPER, INC.) | IRRIGATION | CONTROLLERS | CONTROLLERS | CENTRAL STORES | 64.62 | 2 | 129.24 | 0 | 0 | 0 | 0 | 0 | 0 | 0 | 0 | 0 | 0 | 0 | 0 | 0 | 0 | 0 | 0 | 0 | 0 | 0 | 0 | 0 | 0 | 0
1600002122 | EA | WIRE, #8, THHN STRAND, COPPER, -BLACK (1000'/SPOOL) | ELECTRICAL | WIRING | WIRING | CENTRAL STORES | 300.72 | 2 | 601.44 | 0 | 0 | 0 | 0 | 0 | 0 | 0 | 0 | 0 | 0 | 0 | 0 | 0 | 0 | 0 | 0 | 0 | 0 | 0 | 0 | 0 | 0 | 0
1600002123 | EA | WIRE, #10, THHN STRAND, (GRAY) 500FT/ROLL | ELECTRICAL | WIRING | WIRING | CENTRAL STORES | 139.22 | 2 | 278.44 | 0 | 0 | 0 | 0 | 0 | 0 | 0 | 0 | 0 | 0 | 0 | 0 | 0 | 0 | 0 | 0 | 0 | 0 | 0 | 0 | 0 | 0 | 0
1600002127 | EA | WIRE, #10, THHN STRAND, (WHITE) 500FT/ROLL | ELECTRICAL | WIRING | WIRING | CENTRAL STORES | 86.18 | 2 | 172.36 | 0 | 0 | 0 | 0 | 0 | 0 | 0 | 0 | 0 | 0 | 0 | 0 | 0 | 0 | 0 | 0 | 0 | 0 | 0 | 0 | 0 | 0 | 0
1600002142 | EA | WIRE, #12, THHN SOLID, (WHITE) 500FT/ROLL | ELECTRICAL | WIRING | WIRING | CENTRAL STORES | 51.62 | 2 | 103.24 | 0 | 0 | 0 | 0 | 0 | 0 | 0 | 0 | 0 | 0 | 0 | 0 | 0 | 0 | 0 | 0 | 0 | 0 | 0 | 0 | 0 | 0 | 0
1600002220 | EA | BALLAST, DIMMER, 26W/277V (4 PIN), TRPL WITH JCT BOX, EC3DT4MWKU2S | LIGHTING | BALLASTS | BALLASTS | CENTRAL STORES | 92.55 | 2 | 185.1 | 0 | 0 | 0 | 0 | 0 | 0 | 0 | 0 | 0 | 0 | 0 | 0 | 0 | 0 | 0 | 0 | 0 | 0 | 0 | 0 | 0 | 0 | 0
1600002221 | CS | LAMP, FLUORESCENT, 54W (T5), HIGH OUTPUT, SILHOUETTE LONG LIFE, 46â€³ LONG (40/CS) (ONLY ISSUE BY THE CASE) | LIGHTING | LAMPS | LAMPS | CENTRAL STORES | 359.2 | 2 | 718.4 | 0 | 2 | 0 | 7 | 0 | 0 | 1 | 0 | 3 | 0 | 4 | 0 | 0 | 0 | 1 | 0 | 0 | 0 | 0 | 0 | 0 | 0 | 0
1600002272 | EA | WIRE, #12, THHN STRAND, GRAY, (500/FT) | ELECTRICAL | WIRING | WIRING | CENTRAL STORES | 92.44 | 2 | 184.88 | 0 | 0 | 0 | 0 | 0 | 0 | 0 | 0 | 0 | 0 | 0 | 0 | 0 | 0 | 0 | 0 | 0 | 0 | 0 | 0 | 0 | 0 | 0
1600002293 | EA | WIRE NUT, CONNECTOR, 3M, YELLOW/RED, R/Y+ (#43154) | ELECTRICAL | WIRE NUTS | WIRE NUTS | CENTRAL STORES | 29.23 | 2 | 58.46 | 0 | 0 | 0 | 0 | 0 | 0 | 0 | 0 | 0 | 0 | 0 | 0 | 0 | 0 | 0 | 0 | 1 | 0 | 0 | 0 | 0 | 0 | 0
1600002354 | EA | MED BI-PIN LOW LMPHLDR T8/T12 SLIDE-ON -WHT / MEDUIM BI-PIN LOW PROFILE LAMPHOLDER T8/T12 SLIDE-ON 600W/600V -WHITE | LIGHTING | LAMPHOLDERS | LAMPHOLDERS | CENTRAL STORES | 7.408 | 2 | 14.816 | 0 | 0 | 0 | 0 | 0 | 0 | 0 | 0 | 0 | 0 | 0 | 0 | 0 | 0 | 0 | 0 | 0 | 0 | 0 | 0 | 0 | 0 | 0
1600002381 | CS | LAMP, (PSYCHOLOGY), FLUORESCENT, 28W T5, PROGRAMMED START, 46â€³ LONG (40/CS) (ISSUED BY THE CASE ONLY) | LIGHTING | LAMPS | LAMPS | CENTRAL STORES | 252.64 | 2 | 505.28 | 0 | 0 | 0 | 0 | 0 | 0 | 2 | 0 | 2 | 0 | 0 | 0 | 0 | 0 | 0 | 0 | 0 | 0 | 0 | 0 | 0 | 0 | 0
1600002388 | EA | BALLAST, METAL HALIDE, 150W/480V | LIGHTING | BALLASTS | BALLASTS | CENTRAL STORES | 101.43 | 2 | 202.86 | 0 | 0 | 0 | 0 | 0 | 0 | 0 | 0 | 0 | 0 | 0 | 0 | 0 | 0 | 0 | 0 | 0 | 0 | 0 | 0 | 0 | 0 | 0
1600002393 | EA | BALLAST, METAL HALIDE, 150W, 120/277V, M102 | LIGHTING | BALLASTS | BALLASTS | CENTRAL STORES | 117.5 | 2 | 235 | 0 | 0 | 0 | 0 | 0 | 0 | 0 | 0 | 0 | 0 | 0 | 0 | 0 | 0 | 0 | 0 | 0 | 0 | 0 | 0 | 0 | 0 | 0
1600002679 | EA | SWITCH, 100W-120/230/277V, WALL, OCCUPANCY SENSOR, WHITE, (DW-100-W DUAL TECHNOLOGY) | ELECTRICAL | SWITCHES | SWITCHES | CENTRAL STORES | 98.71 | 2 | 197.42 | 0 | 0 | 0 | 0 | 0 | 0 | 0 | 0 | 0 | 0 | 0 | 0 | 0 | 0 | 0 | 0 | 0 | 0 | 0 | 0 | 0 | 0 | 0
2300001178 | EA | HINGE, TOILET STALL DOOR | HARDWARE | HINGES | HINGES | CENTRAL STORES | 9.2067 | 2 | 18.4134 | 0 | 0 | 0 | 0 | 0 | 0 | 0 | 0 | 0 | 0 | 0 | 0 | 0 | 0 | 0 | 0 | 0 | 0 | 0 | 0 | 0 | 0 | 0
0900001302 | EA | SHEATH, UTILITY KNIFE*DEAD STOCK*WILL DISCONTINUE AFTER STOCK DEPLETED | HAND TOOLS | CUTTING TOOLS | CUTTING TOOLS | CENTRAL STORES | 3.35 | 1 | 3.35 | 0 | 0 | 0 | 0 | 0 | 0 | 0 | 0 | 0 | 0 | 0 | 0 | 0 | 0 | 0 | 0 | 0 | 0 | 0 | 0 | 0 | 0 | 0
1501001181 | EA | FILTER, *SPECIAL USE*, MERV 14, 24X24X12, METAL FRAME, DOUBLE HEADER, 331-300-101, 1060300-101 (24 X 24 X 12) | HVAC | FILTERS | FILTERS | CENTRAL STORES | 183.0217 | 1 | 183.0217 | 0 | 0 | 0 | 0 | 0 | 0 | 0 | 0 | 0 | 21 | 0 | 0 | 0 | 0 | 0 | 0 | 0 | 0 | 9 | 0 | 0 | 0 | 0
1501001244 | EA | VISKON AUTOROLL, 44-1/2 AAF, POLY W/SCRIM FILTER | HVAC | FILTERS | FILTERS | CENTRAL STORES | 151.955 | 1 | 151.955 | 0 | 0 | 0 | 2 | 0 | 0 | 0 | 1 | 0 | 0 | 0 | 0 | 0 | 0 | 0 | 0 | 0 | 0 | 0 | 0 | 1 | 0 | 0
1501001828 | EA | MOTOR, 1/3 HP, 200/230/60/1, 850RPM. 48 FRAME, BCM, BALL BEARING, CCW; TRANE MOT19412 | ESSENTIAL ITEM | HVAC | MOTOR | CRIT SPARES FO | 501.83 | 1 | 501.83 | 0 | 0 | 0 | 0 | 0 | 0 | 0 | 0 | 0 | 0 | 0 | 0 | 0 | 0 | 0 | 0 | 0 | 0 | 0 | 0 | 0 | 0 | 0
1501001913 | EA | FILTER, 28 1.2 X 29 1/2 X 4, PLEATED MDL 40 HI-CAP MERV 10 (28.5X29.5X4) | HVAC | FILTERS | FILTERS | CENTRAL STORES | 58.66 | 1 | 58.66 | 2 | 0 | 0 | 2 | 2 | 2 | 0 | 2 | 0 | 4 | 0 | 0 | 2 | 0 | 2 | 2 | 0 | 0 | 2 | 2 | 0 | 0 | 0
1600001775 | EA | 2 CIRCUIT MOGUL BASE HOLDER / 2 CIRCUIT MOGAL BASE LAMPHOLDER LEVITON 8601 | LIGHTING | LAMPHOLDERS | LAMPHOLDERS | CENTRAL STORES | 19.02 | 1 | 19.02 | 0 | 0 | 0 | 0 | 0 | 0 | 0 | 0 | 0 | 0 | 0 | 0 | 0 | 0 | 0 | 0 | 0 | 0 | 0 | 0 | 0 | 0 | 0
1600001796 | CS | LAMP, LED; LEDFLT8-840-208-IT3F LED LAMP; INTELLITUBE 24â€³ 8W 4000K FROSTED 960LM (25/CASE) (ENERGY FOCUS) | LIGHTING | LED | LED | CENTRAL STORES | 374.5 | 1 | 374.5 | 0 | 0 | 0 | 2 | 0 | 0 | 0 | 0 | 0 | 1 | 0 | 0 | 0 | 0 | 0 | 0 | 0 | 0 | 0 | 0 | 0 | 0 | 0
1600001868 | EA | 1800/4100W/120-277V PHOTOCELL / PHOTOCELL, 4100W/120V (#K4236C) | TBD | TBD | TBD | CENTRAL STORES | 22.7933 | 1 | 22.7933 | 4 | 0 | 0 | 0 | 0 | 0 | 0 | 1 | 0 | 0 | 0 | 0 | 0 | 0 | 0 | 0 | 0 | 0 | 0 | 0 | 0 | 0 | 0
1600001875 | EA | HORIZONTAL OR VERTICAL-MOUNT WHILE IN USE WEATHERPROOF COVER, 1-GANG, POLYCARBONATE | ELECTRICAL | RECEPTACLES | RECEPTACLES | CENTRAL STORES | 21.22 | 1 | 21.22 | 0 | 0 | 0 | 0 | 0 | 0 | 0 | 12 | 0 | 0 | 0 | 0 | 0 | 0 | 0 | 0 | 0 | 0 | 2 | 0 | 0 | 0 | 0
1600001885 | EA | PLATE, 4-11/16â€³, BLANK, SQUARE (STL-CTY 72C1) | ELECTRICAL | PLATES | PLATES | CENTRAL STORES | 0.6023 | 1 | 0.6023 | 0 | 0 | 0 | 0 | 0 | 0 | 0 | 0 | 0 | 0 | 0 | 0 | 0 | 2 | 0 | 3 | 0 | 0 | 0 | 0 | 0 | 0 | 0
1600001933 | EA | PLUG, 5-20P, 20A/125V, STRAIGHT BLADE, (MALE) 2 POLE/3 WIRE (LEVITON #5366-C / PASS & SEYMOUR #5366-X / HUBBELL #5366-C) | ELECTRICAL | PLUGS | PLUGS | CENTRAL STORES | 9.7894 | 1 | 9.7894 | 0 | 0 | 0 | 0 | 0 | 0 | 0 | 0 | 0 | 0 | 0 | 0 | 0 | 0 | 0 | 0 | 0 | 0 | 0 | 0 | 0 | 0 | 0
1600002006 | EA | OCCUP. SENSOR PASSIVE INFRARED / OCCUP. SENSOR PASSIVE INFRARED CX-100 (THE WATT STOPPER) | ELECTRICAL | SENSORS | SENSORS | CENTRAL STORES | 87.72 | 1 | 87.72 | 0 | 0 | 0 | 0 | 0 | 0 | 0 | 0 | 0 | 0 | 0 | 0 | 0 | 0 | 0 | 0 | 0 | 0 | 0 | 0 | 0 | 0 | 0
1600002068 | EA | SWITCH, PASSIVE, INFRARED, AUTO, WALL (100-277VAC, 50/60HZ) -IVORY | ELECTRICAL | SWITCHES | SWITCHES | CENTRAL STORES | 98.71 | 1 | 98.71 | 0 | 0 | 0 | 0 | 0 | 0 | 0 | 0 | 0 | 0 | 0 | 0 | 0 | 0 | 0 | 0 | 0 | 0 | 0 | 0 | 0 | 0 | 0
1600002098 | EA | TRANSFORMER, 120/240V 60HZ, REMOTE CONTROL, (G.E. RT-1) | ELECTRICAL | TRANSFORMERS | TRANSFORMERS | CENTRAL STORES | 66.41 | 1 | 66.41 | 0 | 0 | 0 | 0 | 0 | 0 | 0 | 0 | 0 | 0 | 0 | 0 | 0 | 0 | 0 | 0 | 0 | 0 | 0 | 0 | 0 | 0 | 0
1600002150 | EA | WIRE, #6, (500/FT), THHN STRANDED, COPPER (BLACK) | ELECTRICAL | WIRING | WIRING | CENTRAL STORES | 207.6729 | 1 | 207.6729 | 0 | 0 | 0 | 0 | 0 | 0 | 0 | 0 | 0 | 0 | 0 | 0 | 0 | 0 | 1 | 0 | 0 | 0 | 0 | 0 | 0 | 0 | 0
1600002197 | EA | PLATE, GFCI, VERTICAL, WEATHERPROOF OUTDOOR COVER, METAL | ELECTRICAL | PLATES | PLATES | CENTRAL STORES | 13.2909 | 1 | 13.2909 | 0 | 0 | 0 | 0 | 0 | 0 | 0 | 0 | 0 | 0 | 0 | 0 | 0 | 0 | 0 | 0 | 0 | 0 | 0 | 0 | 0 | 0 | 0
1600002266 | EA | BALLAST, HPS, 100W/120V, S54 (POSTLINE) | LIGHTING | BALLASTS | BALLASTS | CENTRAL STORES | 65 | 1 | 65 | 0 | 0 | 0 | 0 | 0 | 0 | 0 | 0 | 0 | 0 | 0 | 0 | 0 | 0 | 0 | 0 | 0 | 0 | 0 | 0 | 0 | 0 | 0
1600002397 | EA | 3M VINYL ELECT TAPE -GRY / 3M VINYL ELECTRICAL TAPE -GRAY | TBD | TBD | TBD | CENTRAL STORES | 6.2238 | 1 | 6.2238 | 0 | 5 | 0 | 0 | 0 | 0 | 0 | 0 | 0 | 0 | 0 | 15 | 0 | 0 | 0 | 0 | 0 | 0 | 0 | 0 | 0 | 0 | 0
1600002823 | EA | CONNECTOR, 1/2â€³, CARFLEX, STRAIGHT | ELECTRICAL | CONNECTORS | CONNECTORS | CENTRAL STORES | 1.485 | 1 | 1.485 | 0 | 0 | 0 | 0 | 0 | 0 | 0 | 0 | 0 | 0 | 0 | 0 | 0 | 0 | 0 | 0 | 0 | 0 | 0 | 0 | 0 | 0 | 0
2000001290 | EA | GREASE GUN, HAND HELD GREASE GUN | LUBRICATION | LUBRICATORS | LUBRICATORS | CENTRAL STORES | 50.86 | 1 | 50.86 | 0 | 0 | 1 | 0 | 0 | 0 | 0 | 0 | 0 | 0 | 0 | 0 | 0 | 0 | 0 | 0 | 0 | 0 | 0 | 0 | 0 | 0 | 0
AS-0000017 | EA | FLOOR TILE; VCT; WHITE BACKGROUND WITH BLUE AND GRAY ACCENTS; 12â€³ X 12â€³ (LOOSE - BUILDING AND MANUFACTURER UNKNOWN) | ATTIC STOCK | FLOORING | TILE | CENTRAL STORES | 0.01 | 1 | 0.01 | 0 | 0 | 0 | 0 | 0 | 0 | 0 | 0 | 0 | 0 | 0 | 0 | 0 | 0 | 0 | 0 | 0 | 0 | 0 | 0 | 0 | 0 | 0
AS-0000069 | EA | FLOOR TILE; CERAMIC; COVER BASE; GRAY SILVER; 6-3/8â€³ X 11-3/4â€³; TECHNOLOGY COMMONS II BUILDING 0029 | ATTIC STOCK | FLOORING | TILE | CENTRAL STORES | 0.01 | 1 | 0.01 | 0 | 0 | 0 | 0 | 0 | 0 | 0 | 0 | 0 | 0 | 0 | 0 | 0 | 0 | 0 | 0 | 0 | 0 | 0 | 0 | 0 | 0 | 0
0021001019 | PK | PAPER, 500 COUNT PACK WHITE MULTI-USE COPY PAPER 8-1/2â€³ X 11â€³ (WHITE) SOLD BY PACK NOT BY CASE | OFFICE SUPPLIES | PAPER | PAPER | CENTRAL STORES | 0 | 0 | 0 | 0 | 10 | 27 | 2 | 24 | 6 | 29 | 20 | 12 | 21 | 19 | 20 | 0 | 20 | 0 | 70 | 4 | 30 | 0 | 0 | 0 | 0 | 0
0021001143 | EA | ERASER, DRY ERASE BOARD ERASER* TO BE DISCONTINUED WHEN STOCK IS DEPLETED | OFFICE SUPPLIES | DESKTOP | DESKTOP | CENTRAL STORES | 0 | 0 | 0 | 0 | 0 | 0 | 0 | 0 | 0 | 0 | 0 | 23 | 0 | 0 | 0 | 0 | 0 | 0 | 0 | 0 | 0 | 0 | 0 | 0 | 0 | 0
0100001000 | EA | BATTERY BACK-UP, ES 8OUT 550VA, UPS (ITEM MAY NOT BE IDENTICAL/BRAND AS PICTURE) | ELECTRONICS | BATTERIES | BATTERIES | CENTRAL STORES | 0 | 0 | 0 | 0 | 0 | 0 | 0 | 0 | 0 | 0 | 0 | 0 | 0 | 0 | 0 | 1 | 0 | 9 | 1 | 0 | 0 | 0 | 0 | 0 | 0 | 0
0100001011 | EA | GLUE, GORILLA 9 OZ. HEAVY DUTY CONSTRUCTION ADHESIVE | ADHESIVES | GLUES | GLUES | CENTRAL STORES | 0 | 0 | 0 | 8 | 22 | 4 | 15 | 0 | 10 | 0 | 12 | 3 | 9 | 0 | 0 | 6 | 4 | 4 | 0 | 0 | 0 | 13 | 0 | 0 | 0 | 0
0100001012 | CS | LIQUID NAILS 10-5 TUBE | ADHESIVES | GLUES | GLUES | CENTRAL STORES | 0 | 0 | 0 | 0 | 0 | 0 | 0 | 0 | 0 | 0 | 0 | 0 | 0 | 0 | 0 | 2 | 10 | 0 | 0 | 0 | 0 | 2 | 0 | 0 | 0 | 0
0100001019 | EA | ANCHOR, E-Z ANCHOR (METAL) 3/8 INCH X 1 INCH STEEL ZINC PLATED | FASTENERS | ANCHORS | ANCHORS | CENTRAL STORES | 0 | 0 | 0 | 0 | 0 | 0 | 0 | 0 | 0 | 0 | 0 | 0 | 0 | 0 | 0 | 0 | 0 | 0 | 0 | 0 | 0 | 0 | 0 | 0 | 0 | 0
0100001028 | EA | BATTERY, 'D' CELL, 1.5 VOLT (SOLD INDIVIDUALLY), D BATTERY, D BATTERIES (HURRICANE ITEM) | ELECTRONICS | BATTERIES | BATTERIES | CENTRAL STORES | 0 | 0 | 0 | 224 | 280 | 185 | 200 | 280 | 176 | 324 | 132 | 126 | 80 | 370 | 84 | 32 | 36 | 0 | 180 | 48 | 12 | 72 | 0 | 0 | 0 | 0
0100001031 | PK | BATTERY, AAA 1.5 VOLT, PACK OF FOUR (4), (#PC2400) | ELECTRONICS | BATTERIES | BATTERIES | CENTRAL STORES | 0 | 0 | 0 | 63 | 3 | 36 | 125 | 36 | 6 | 100 | 24 | 6 | 37 | 3 | 58 | 4 | 5 | 0 | 0 | 6 | 0 | 23 | 0 | 0 | 0 | 0
0100001091 | PK | SAND BAG, SANDLESS, 12 X 24â€³ QUICK DAM, 6/PACKAGE (HURRICANE ITEM) | EMERGENCY | WATER/FLOOD | WATER/FLOOD | CENTRAL STORES | 0 | 0 | 0 | 0 | 0 | 0 | 131 | 0 | 0 | 0 | 0 | 1 | 4 | 0 | 0 | 0 | 0 | 0 | 4 | 0 | 0 | 0 | 0 | 0 | 0 | 0
0100001092 | EA | SANDBAG, SANDLESS, QUICK DAM, 6 IN. X 10 FT,. EXPANDING BARRIER; MODEL # QD610-1 (HURRICANE ITEM) | EMERGENCY | WATER/FLOOD | WATER/FLOOD | CENTRAL STORES | 0 | 0 | 0 | 0 | 0 | 0 | 104 | 2 | 0 | 0 | 0 | 0 | 0 | 2 | 10 | 0 | 6 | 0 | 0 | 0 | 0 | 0 | 0 | 0 | 0 | 0
0100001110 | EA | BOTTLE, PLASTIC SPRAY BOTTLE, 32 OUNCE WITH SCALE | CLEANING | SUPPLIES | SUPPLIES | CENTRAL STORES | 0 | 0 | 0 | 0 | 29 | 0 | 10 | 20 | 0 | 14 | 6 | 42 | 33 | 18 | 2 | 5 | 0 | 20 | 6 | 0 | 0 | 0 | 0 | 0 | 0 | 0
0100001120 | EA | TURN BUCKLE, #10-24 X 2-1/4â€³ EYE & EYE | HARDWARE | HANGARS | HANGARS | CENTRAL STORES | 0 | 0 | 0 | 0 | 0 | 0 | 0 | 0 | 0 | 0 | 0 | 0 | 0 | 0 | 0 | 0 | 0 | 0 | 0 | 0 | 0 | 0 | 0 | 0 | 0 | 0
0100001123 | PK | BULB, MINI MAG FLASHLIGHT REPLACEMENT, (2@PK), #4V032 | LIGHTING | LAMPS | LAMPS | CENTRAL STORES | 0 | 0 | 0 | 0 | 0 | 0 | 0 | 0 | 0 | 0 | 0 | 0 | 0 | 0 | 0 | 0 | 0 | 0 | 0 | 0 | 0 | 0 | 0 | 0 | 0 | 0
0100001151 | BAG | CELAPERL, PERLITE (HARBORLITE), 2.8 CUBIC FOOT BAG, 30LB | PLUMBING | TREATMENT | TREATMENT | CENTRAL STORES | 0 | 0 | 0 | 7 | 2 | 0 | 6 | 2 | 2 | 0 | 4 | 2 | 2 | 2 | 6 | 2 | 0 | 2 | 0 | 0 | 0 | 0 | 27 | 0 | 0 | 0
0100001156 | EA | FILTER CLEANER, 5865, SPIES POOL | PLUMBING | TREATMENT | TREATMENT | CENTRAL STORES | 0 | 0 | 0 | 1 | 0 | 0 | 1 | 0 | 0 | 0 | 0 | 0 | 0 | 0 | 1 | 0 | 0 | 0 | 0 | 0 | 0 | 0 | 0 | 0 | 0 | 0
0100001165 | EA | SOLVENT, DE-SOLVE IT MULTI-USE SOLVENT (8OZ.) | CLEANING | CHEMICALS | CHEMICALS | CENTRAL STORES | 0 | 0 | 0 | 0 | 0 | 0 | 0 | 0 | 0 | 0 | 0 | 0 | 0 | 0 | 0 | 0 | 0 | 0 | 0 | 0 | 0 | 2 | 0 | 0 | 0 | 0
0100001175 | EA | CLIP, PLASTIC LIGHT CLIP FOR LIBRA HOUSING | FASTENERS | HARDWARE | HARDWARE | CENTRAL STORES | 0 | 0 | 0 | 0 | 0 | 0 | 0 | 0 | 0 | 0 | 0 | 0 | 0 | 0 | 0 | 0 | 0 | 0 | 0 | 0 | 0 | 0 | 0 | 0 | 0 | 0
0100001176 | EA | CLIP, PLASTIC LIGHT CLIP WITH SNAP MOUNT FOR ACADEMIC VILLAGE HOUSING | FASTENERS | HARDWARE | HARDWARE | CENTRAL STORES | 0 | 0 | 0 | 0 | 0 | 0 | 0 | 0 | 0 | 0 | 0 | 0 | 0 | 0 | 0 | 0 | 0 | 0 | 0 | 0 | 0 | 0 | 0 | 0 | 0 | 0
0100001181 | EA | COUPLING, 1-1/2 INCH NO HUB COUPLING | PLUMBING | FITTINGS | FITTINGS | CENTRAL STORES | 0 | 0 | 0 | 0 | 0 | 0 | 0 | 0 | 0 | 0 | 0 | 0 | 0 | 0 | 0 | 0 | 0 | 0 | 0 | 0 | 0 | 0 | 0 | 0 | 0 | 0
0100001183 | EA | PPE, PROTECTIVE SUIT COVER ALL 2XL SIZE (WHITE - SOLD INDIVIDUALLY) | SAFETY | PPE | PPE | CENTRAL STORES | 0 | 0 | 0 | 0 | 0 | 0 | 0 | 0 | 0 | 0 | 0 | 0 | 0 | 0 | 0 | 0 | 0 | 0 | 0 | 0 | 0 | 0 | 0 | 0 | 0 | 0
0100001184 | EA | PPE, PROTECTIVE SUIT LARGE SIZE (WHITE - SOLD INDIVIDUALLY) | SAFETY | PPE | PPE | CENTRAL STORES | 0 | 0 | 0 | 0 | 0 | 0 | 0 | 0 | 0 | 0 | 4 | 0 | 0 | 0 | 0 | 0 | 0 | 0 | 0 | 0 | 0 | 0 | 0 | 0 | 0 | 0
0100001185 | PK | DRYWALL PATCH, 4 X 4 | BUILDING | DRYWALL | DRYWALL | CENTRAL STORES | 0 | 0 | 0 | 0 | 0 | 0 | 0 | 0 | 20 | 0 | 0 | 0 | 0 | 0 | 0 | 0 | 0 | 10 | 0 | 0 | 0 | 2 | 0 | 0 | 0 | 0
0100001190 | EA | FLOOR DOOR STOP, FLOOR, BRIGHT BRASS FINISH, (H-1 3/8â€³ X W-9/16â€³ BASE) | HARDWARE | DOOR STOPS | DOOR STOPS | CENTRAL STORES | 0 | 0 | 0 | 0 | 0 | 0 | 0 | 0 | 0 | 0 | 0 | 0 | 0 | 0 | 0 | 0 | 0 | 0 | 0 | 0 | 0 | 0 | 0 | 0 | 0 | 0
0100001191 | EA | DOOR STOP, CONCAVE WALL, SATIN FINISH CHROME, (HEIGHT 2-3/8â€³-WIDTH 15/16 | HARDWARE | DOOR STOPS | DOOR STOPS | CENTRAL STORES | 0 | 0 | 0 | 1 | 0 | 0 | 0 | 0 | 0 | 0 | 0 | 0 | 1 | 1 | 1 | 1 | 0 | 0 | 0 | 0 | 0 | 0 | 0 | 0 | 0 | 0
0100001198 | EA | EAR PLUG, DISPOSABLE W/CORD -(YELLOW) PSI#S3311101 | SAFETY | PPE | PPE | CENTRAL STORES | 0 | 0 | 0 | 3 | 0 | 0 | 0 | 0 | 0 | 0 | 0 | 0 | 0 | 0 | 0 | 0 | 0 | 0 | 0 | 0 | 0 | 8 | 0 | 0 | 0 | 0
0100001199 | EA | SHIELD, FACE SHIELD ASSEMBLY | SAFETY | PPE | PPE | CENTRAL STORES | 0 | 0 | 0 | 0 | 0 | 0 | 0 | 0 | 0 | 0 | 0 | 0 | 0 | 0 | 0 | 0 | 0 | 0 | 0 | 0 | 0 | 0 | 0 | 0 | 0 | 0
0100001202 | EA | FERRULE, PLASTIC,1/4â€³ O.D. | HARDWARE | HINGES | HINGES | CENTRAL STORES | 0 | 0 | 0 | 0 | 0 | 0 | 0 | 0 | 0 | 0 | 0 | 0 | 0 | 0 | 0 | 0 | 0 | 0 | 0 | 0 | 0 | 0 | 0 | 0 | 0 | 0
0100001205 | EA | FLASHLIGHT, MINI MAG-LITE W/HOLSTER, (AA BATTERY) | LIGHTING | FLASHLIGHTS | FLASHLIGHTS | CENTRAL STORES | 0 | 0 | 0 | 0 | 0 | 0 | 5 | 0 | 0 | 0 | 0 | 0 | 0 | 0 | 0 | 0 | 0 | 0 | 0 | 0 | 0 | 7 | 0 | 0 | 0 | 0
0100001206 | EA | FLASHLIGHT, 2-'D' BTRY (HURRICANE ITEM) | LIGHTING | FLASHLIGHTS | FLASHLIGHTS | CENTRAL STORES | 0 | 0 | 0 | 0 | 0 | 0 | 0 | 0 | 0 | 0 | 0 | 0 | 0 | 0 | 0 | 0 | 0 | 0 | 0 | 0 | 0 | 2 | 0 | 0 | 0 | 0
0100001208 | PK | FLASHLIGHT, MAG-LITE, 2 FLASHLIGHT COMBO PACK | LIGHTING | FLASHLIGHTS | FLASHLIGHTS | CENTRAL STORES | 0 | 0 | 0 | 0 | 0 | 0 | 0 | 0 | 0 | 0 | 0 | 0 | 0 | 0 | 0 | 0 | 0 | 0 | 0 | 0 | 0 | 5 | 0 | 0 | 0 | 0
0100001221 | EA | LANYARD, BREAKAWAY EYEWEAR (SAFETY GLASSES) STRAP | SAFETY | PPE | PPE | CENTRAL STORES | 0 | 0 | 0 | 13 | 0 | 0 | 0 | 0 | 0 | 50 | 0 | 0 | 0 | 0 | 0 | 0 | 0 | 0 | 14 | 0 | 0 | 0 | 0 | 0 | 0 | 0
0100001223 | EA | SAFETY GLASSES, CLEAR, ANTI-FOG, SCRATCH-RESISTANT, â€³OVERâ€³, GRAINGER #12A771 | SAFETY | PPE | PPE | CENTRAL STORES | 0 | 0 | 0 | 7 | 3 | 0 | 0 | 0 | 0 | 1 | 2 | 0 | 0 | 0 | 0 | 20 | 0 | 0 | 0 | 0 | 0 | 1 | 0 | 0 | 0 | 0
0100001225 | EA | SAFETY GLASSES, TINTED, â€³BATWINGâ€³ | SAFETY | PPE | PPE | CENTRAL STORES | 0 | 0 | 0 | 0 | 0 | 0 | 0 | 0 | 0 | 0 | 0 | 2 | 0 | 0 | 0 | 0 | 0 | 0 | 0 | 0 | 0 | 0 | 0 | 0 | 0 | 0
0100001227 | EA | SAFETY GLASSES, TINTED,â€³OVERâ€³ (GLASSES LENS) UVEX ASTRO | SAFETY | PPE | PPE | CENTRAL STORES | 0 | 0 | 0 | 2 | 8 | 0 | 0 | 0 | 0 | 0 | 0 | 0 | 0 | 0 | 0 | 0 | 0 | 0 | 0 | 0 | 0 | 2 | 0 | 0 | 0 | 0
0100001228 | EA | SAFETY GLASSES,CLEAR, â€³WRAP-AROUNDâ€³ (E1SW890CI) SPI | SAFETY | PPE | PPE | CENTRAL STORES | 0 | 0 | 0 | 9 | 8 | 0 | 0 | 0 | 0 | 0 | 0 | 0 | 0 | 0 | 0 | 0 | 0 | 0 | 0 | 0 | 0 | 6 | 0 | 0 | 0 | 0
0100001229 | EA | SAFETY GLASSES, FOAM GASKET, CLEAR AF LENS, 3M | SAFETY | PPE | PPE | CENTRAL STORES | 0 | 0 | 0 | 0 | 1 | 0 | 0 | 0 | 0 | 0 | 2 | 0 | 0 | 8 | 0 | 0 | 0 | 0 | 0 | 0 | 0 | 6 | 0 | 0 | 0 | 0
0100001234 | EA | GLOVE, HYDTUFF NITRITE (HURRICANE ITEM) | SAFETY | PPE | PPE | CENTRAL STORES | 0 | 0 | 0 | 0 | 0 | 0 | 0 | 0 | 0 | 0 | 0 | 0 | 0 | 0 | 0 | 0 | 0 | 0 | 0 | 0 | 0 | 0 | 0 | 0 | 0 | 0
0100001236 | PR | GLOVE, CANVAS CLOTH MEN'S GLOVES, LARGE SIZE, PAIR | SAFETY | PPE | PPE | CENTRAL STORES | 0 | 0 | 0 | 0 | 0 | 0 | 0 | 0 | 0 | 0 | 0 | 0 | 0 | 0 | 0 | 0 | 0 | 0 | 0 | 0 | 0 | 0 | 0 | 0 | 0 | 0
0100001237 | EA | GLOVE, AMBIDEXTROUS DOTTED KNIT GLOVE, MEN'S LARGE SIZE, PAIR | SAFETY | PPE | PPE | CENTRAL STORES | 0 | 0 | 0 | 0 | 0 | 0 | 0 | 0 | 0 | 0 | 0 | 0 | 0 | 0 | 0 | 0 | 0 | 0 | 0 | 0 | 0 | 0 | 0 | 0 | 0 | 0
0100001241 | EA | GOGGLES, UVEX CHEMICAL GOGGLES (GRAINGER # 4T523) | SAFETY | PPE | PPE | CENTRAL STORES | 0 | 0 | 0 | 2 | 0 | 0 | 0 | 0 | 0 | 6 | 0 | 0 | 0 | 0 | 0 | 0 | 0 | 2 | 4 | 0 | 0 | 0 | 0 | 0 | 0 | 0
0100001258 | EA | STEPNPULL, ALUMINUM 5-IN W PULL PLATE | HARDWARE | STEPNPULL | STEPNPULL | CENTRAL STORES | 0 | 0 | 0 | 0 | 0 | 0 | 0 | 0 | 0 | 0 | 0 | 0 | 0 | 0 | 0 | 0 | 0 | 0 | 0 | 0 | 0 | 0 | 0 | 0 | 0 | 0
0100001265 | EA | HOOK, #10 SCREW HOOK 2 INCH END | HARDWARE | HANGARS | HANGARS | CENTRAL STORES | 0 | 0 | 0 | 0 | 0 | 0 | 0 | 0 | 0 | 0 | 0 | 0 | 0 | 0 | 0 | 0 | 0 | 0 | 0 | 0 | 0 | 0 | 0 | 0 | 0 | 0
0100001266 | EA | HOOK, #14 SCREW HOOK WITH 2-1/2 INCH END | HARDWARE | HANGARS | HANGARS | CENTRAL STORES | 0 | 0 | 0 | 0 | 0 | 0 | 0 | 0 | 0 | 0 | 0 | 0 | 0 | 0 | 0 | 0 | 0 | 0 | 0 | 0 | 0 | 0 | 0 | 0 | 0 | 0
0100001268 | EA | HOOK, 1 INCH S-HOOK | HARDWARE | HANGARS | HANGARS | CENTRAL STORES | 0 | 0 | 0 | 0 | 0 | 0 | 0 | 0 | 0 | 0 | 0 | 0 | 0 | 0 | 0 | 0 | 0 | 0 | 0 | 0 | 0 | 0 | 0 | 0 | 0 | 0
0100001269 | EA | HOOK., 1-1/4 INCH S-HOOK | HARDWARE | HANGARS | HANGARS | CENTRAL STORES | 0 | 0 | 0 | 0 | 0 | 0 | 0 | 0 | 0 | 0 | 0 | 0 | 0 | 0 | 0 | 0 | 0 | 0 | 0 | 0 | 0 | 0 | 0 | 0 | 0 | 0
0100001270 | EA | HOOK. 1-3/4 INCH S-HOOK | HARDWARE | HANGARS | HANGARS | CENTRAL STORES | 0 | 0 | 0 | 0 | 0 | 0 | 0 | 0 | 0 | 0 | 0 | 0 | 0 | 0 | 0 | 0 | 0 | 0 | 0 | 0 | 0 | 0 | 0 | 0 | 0 | 0
0100001273 | EA | HOSE, 5/8 INCH X 50 FOOT GARDEN HOSE | PLUMBING | HOSES | HOSES | CENTRAL STORES | 0 | 0 | 0 | 0 | 0 | 0 | 2 | 0 | 1 | 0 | 0 | 2 | 0 | 2 | 0 | 0 | 0 | 0 | 0 | 0 | 0 | 0 | 0 | 0 | 0 | 0
0100001276 | EA | HOSE, WYE WTIH CUTOFF | PLUMBING | HOSES | HOSES | CENTRAL STORES | 0 | 0 | 0 | 0 | 0 | 0 | 0 | 0 | 0 | 0 | 0 | 0 | 4 | 0 | 0 | 0 | 0 | 0 | 0 | 0 | 0 | 1 | 0 | 0 | 0 | 0
0100001278 | EA | HOSE REPAIR, 5/8 INCH FEMALE HOSE REPAIR KIT | PLUMBING | HOSES | HOSES | CENTRAL STORES | 0 | 0 | 0 | 0 | 0 | 0 | 0 | 0 | 0 | 0 | 0 | 0 | 0 | 0 | 0 | 0 | 0 | 0 | 0 | 0 | 0 | 0 | 0 | 0 | 0 | 0
0100001290 | EA | WATER KEY, 4-WAY WATER (SILLOCK) KEY | HAND TOOLS | PLUMBING TOOLS | PLUMBING TOOLS | CENTRAL STORES | 0 | 0 | 0 | 0 | 2 | 0 | 3 | 3 | 0 | 0 | 2 | 2 | 0 | 0 | 0 | 0 | 0 | 0 | 0 | 0 | 0 | 3 | 0 | 0 | 0 | 0
0100001298 | EA | BOX KNIFE, BREAK AWAY BOX KNIFE | HAND TOOLS | CUTTING TOOLS | CUTTING TOOLS | CENTRAL STORES | 0 | 0 | 0 | 0 | 0 | 0 | 0 | 0 | 0 | 0 | 0 | 0 | 0 | 0 | 0 | 0 | 0 | 0 | 0 | 0 | 0 | 2 | 0 | 0 | 0 | 0
0100001303 | EA | LAG SHEILD, 3/8 INCH LAG SHIELD (LONG) | FASTENERS | BOLTS | BOLTS | CENTRAL STORES | 0 | 0 | 0 | 0 | 0 | 0 | 0 | 0 | 0 | 0 | 0 | 0 | 0 | 0 | 0 | 0 | 0 | 0 | 0 | 0 | 0 | 0 | 0 | 0 | 0 | 0
0100001305 | EA | LAG SHEILD, 1/4 INCH LAG SHIELD (LONG) | FASTENERS | BOLTS | BOLTS | CENTRAL STORES | 0 | 0 | 0 | 0 | 0 | 0 | 0 | 0 | 0 | 0 | 0 | 0 | 0 | 0 | 0 | 0 | 0 | 0 | 0 | 0 | 0 | 0 | 0 | 0 | 0 | 0
0100001316 | EA | THREAD LOCK, LOCK TIGHT PERMANENT THREAD LOCK | ADHESIVES | GASKET SEALANTS | GASKET SEALANTS | CENTRAL STORES | 0 | 0 | 0 | 0 | 0 | 0 | 0 | 0 | 0 | 0 | 0 | 0 | 0 | 0 | 0 | 0 | 0 | 0 | 0 | 0 | 0 | 1 | 0 | 0 | 0 | 0
0100001333 | EA | OIL, 3-IN-1 HOUSEHOLD OIL (4 OZ BOTTLE - BY WD-40 COMPANY) | LUBRICATION | LUBRICANTS | LUBRICANTS | CENTRAL STORES | 0 | 0 | 0 | 0 | 0 | 0 | 0 | 0 | 0 | 0 | 0 | 0 | 0 | 0 | 0 | 0 | 1 | 0 | 0 | 1 | 0 | 0 | 0 | 0 | 0 | 0
0100001340 | EA | THREAD SEALANT, TEFLON PASTE THREAD SEALANT 2 OUNCE SIZE #12-735 | ADHESIVES | GASKET SEALANTS | GASKET SEALANTS | CENTRAL STORES | 0 | 0 | 0 | 0 | 1 | 0 | 0 | 0 | 0 | 0 | 0 | 0 | 0 | 0 | 0 | 0 | 0 | 0 | 0 | 0 | 0 | 0 | 0 | 0 | 0 | 0
0100001345 | EA | PLASTER OF PARIS, BONDEX, (4 LBS) | ADHESIVES | PUTTY | PUTTY | CENTRAL STORES | 0 | 0 | 0 | 0 | 0 | 0 | 0 | 0 | 0 | 0 | 0 | 0 | 0 | 0 | 0 | 0 | 0 | 0 | 0 | 0 | 0 | 3 | 0 | 0 | 0 | 0
0100001347 | EA | PLATE, RECEPTACLE, GFCI 2 GANG IVORY | ELECTRICAL | PLATES | PLATES | CENTRAL STORES | 0 | 0 | 0 | 0 | 0 | 0 | 0 | 0 | 0 | 0 | 0 | 0 | 0 | 0 | 0 | 0 | 0 | 0 | 0 | 0 | 0 | 0 | 0 | 0 | 0 | 0
0100001353 | EA | PLATE, FACE, SPEAKMAN SP-G10-0062 | ELECTRICAL | PLATES | PLATES | CENTRAL STORES | 0 | 0 | 0 | 0 | 0 | 0 | 0 | 0 | 0 | 0 | 0 | 0 | 0 | 0 | 0 | 0 | 0 | 0 | 0 | 0 | 0 | 0 | 0 | 0 | 0 | 0
0100001356 | EA | PLUNGER, HEAVY DUTY TOILET (KORKY) -BEST#10700 | JANITORIAL | EXTRACTION | EXTRACTION | CENTRAL STORES | 0 | 0 | 0 | 7 | 0 | 0 | 0 | 0 | 0 | 30 | 0 | 4 | 8 | 0 | 0 | 0 | 0 | 2 | 0 | 0 | 0 | 1 | 0 | 0 | 0 | 0
0100001360 | EA | EAR MUFFS, DIELECTRIC | SAFETY | PPE | PPE | CENTRAL STORES | 0 | 0 | 0 | 1 | 0 | 0 | 0 | 0 | 0 | 1 | 0 | 0 | 1 | 0 | 0 | 0 | 2 | 0 | 0 | 0 | 0 | 2 | 0 | 0 | 0 | 0
0100001362 | PK | TOWEL, RAG CLOTH, 10LBS (WHITE) | CLEANING | RAGS AND WIPES | RAGS AND WIPES | CENTRAL STORES | 0 | 0 | 0 | 40 | 12 | 7 | 4 | 0 | 0 | 0 | 33 | 15 | 23 | 8 | 7 | 9 | 7 | 10 | 1 | 0 | 14 | 0 | 2 | 9 | 0 | 0
0100001363 | PK | TOWEL, RAG CLOTH, (GREEN) | CLEANING | RAGS AND WIPES | RAGS AND WIPES | CENTRAL STORES | 0 | 0 | 0 | 8 | 0 | 2 | 22 | 4 | 0 | 14 | 1 | 8 | 0 | 4 | 0 | 0 | 2 | 0 | 0 | 0 | 0 | 0 | 0 | 0 | 11 | 0
0100001364 | EA | RAINCOAT W/HOOD, 2X-LARGE, YELLOW (HURRICANE ITEM) | SAFETY | PPE | PPE | CENTRAL STORES | 0 | 0 | 0 | 1 | 0 | 0 | 0 | 0 | 0 | 0 | 0 | 0 | 0 | 0 | 0 | 1 | 0 | 0 | 0 | 0 | 0 | 2 | 1 | 0 | 0 | 0
0100001366 | EA | RAINCOAT W/HOOD, X-LARGE, YELLOW (HURRICANE ITEM) | SAFETY | PPE | PPE | CENTRAL STORES | 0 | 0 | 0 | 2 | 0 | 0 | 0 | 0 | 0 | 0 | 0 | 0 | 0 | 0 | 0 | 1 | 0 | 0 | 1 | 0 | 0 | 0 | 1 | 0 | 0 | 0
0100001368 | EA | RAINSUIT, 3 PIECE (COAT, PANTS, HOOD), MEDIUM, YELLOW (HURRICANE ITEM) | SAFETY | PPE | PPE | CENTRAL STORES | 0 | 0 | 0 | 0 | 0 | 0 | 0 | 0 | 0 | 0 | 0 | 1 | 0 | 0 | 0 | 0 | 0 | 0 | 0 | 0 | 0 | 0 | 0 | 0 | 0 | 0
0100001371 | EA | RAINSUIT,3 PC. (COAT, PANTS, HOOD) , 2X-LARGE, YELLOW (HURRICANE ITEM) | SAFETY | PPE | PPE | CENTRAL STORES | 0 | 0 | 0 | 0 | 0 | 0 | 0 | 0 | 0 | 0 | 0 | 2 | 0 | 0 | 1 | 0 | 0 | 0 | 0 | 0 | 0 | 0 | 0 | 0 | 0 | 0
0100001373 | EA | RAINCOAT W/HOOD, SMALL, YELLOW (HURRICANE ITEM) | SAFETY | PPE | PPE | CENTRAL STORES | 0 | 0 | 0 | 0 | 0 | 0 | 0 | 0 | 0 | 0 | 0 | 0 | 0 | 0 | 0 | 0 | 0 | 0 | 0 | 0 | 0 | 0 | 0 | 0 | 0 | 0
0100001374 | EA | RAINCOAT W/HOOD, MEDIUM, YELLOW (HURRICANE ITEM) | SAFETY | PPE | PPE | CENTRAL STORES | 0 | 0 | 0 | 3 | 0 | 0 | 1 | 0 | 0 | 0 | 0 | 0 | 0 | 0 | 0 | 0 | 0 | 0 | 0 | 0 | 0 | 0 | 0 | 0 | 0 | 0
0100001401 | EA | SEAL, PLASTIC PADLOCK, RED, â€³UCF-UTILITIES-#X, 8001F, * CRITICAL: UTILITIES & ENERGY SERVICES USE ONLY*, (SEE â€³EXTRA DESCRIPTIONâ€³) | SAFETY | IDENTIFICATION | IDENTIFICATION | CENTRAL STORES | 0 | 0 | 0 | 348 | 0 | 0 | 0 | 0 | 0 | 0 | 0 | 0 | 0 | 0 | 0 | 0 | 0 | 0 | 0 | 0 | 0 | 0 | 0 | 0 | 0 | 0
0100001402 | EA | UPRIGHT, TWIN TRACK, STANDARD SHELF ANCHOR, 70â€³ (SATIN NICKLE) /72â€³, (CHROME) | HARDWARE | HANGARS | HANGARS | CENTRAL STORES | 0 | 0 | 0 | 0 | 0 | 0 | 0 | 0 | 0 | 0 | 0 | 0 | 0 | 0 | 0 | 0 | 0 | 0 | 0 | 0 | 0 | 0 | 0 | 0 | 0 | 0
0100001409 | EA | SANDING SPONGE, 3M | ABRASIVES | SANDPAPER | SANDPAPER | CENTRAL STORES | 0 | 0 | 0 | 0 | 0 | 6 | 5 | 0 | 0 | 0 | 0 | 0 | 0 | 0 | 0 | 3 | 0 | 0 | 0 | 0 | 0 | 0 | 0 | 0 | 0 | 0
0100001413 | EA | SPRAY NOZZLE, PISTOL, LARGE | OUTDOOR EQUIP | HAND TOOLS | HAND TOOLS | CENTRAL STORES | 0 | 0 | 0 | 1 | 1 | 0 | 0 | 1 | 0 | 0 | 0 | 4 | 0 | 3 | 0 | 0 | 0 | 0 | 0 | 0 | 0 | 0 | 0 | 0 | 0 | 0
0100001414 | EA | TRIGGER SPRAYER 9 IN PLASTIC RED WHITE 1/EACH | CLEANING | SUPPLIES | SUPPLIES | CENTRAL STORES | 0 | 0 | 0 | 10 | 0 | 0 | 0 | 0 | 0 | 0 | 0 | 66 | 20 | 10 | 0 | 6 | 25 | 20 | 6 | 0 | 0 | 0 | 0 | 0 | 0 | 0
0100001416 | EA | CEILING TILE SPRAY, KILZ, WHITE 13OZ B01MTUZQOD | PAINT | INTERIOR PAINT | INTERIOR PAINT | CENTRAL STORES | 0 | 0 | 0 | 0 | 0 | 0 | 0 | 0 | 0 | 0 | 0 | 0 | 0 | 4 | 0 | 0 | 0 | 0 | 0 | 0 | 0 | 0 | 0 | 0 | 0 | 0
0100001423 | EA | FRAME, MICROFIBER, POCKET 16â€³X5â€³ | CLEANING | SUPPLIES | SUPPLIES | CENTRAL STORES | 0 | 0 | 0 | 0 | 0 | 0 | 0 | 0 | 0 | 0 | 0 | 0 | 0 | 0 | 0 | 0 | 0 | 0 | 0 | 2 | 0 | 0 | 0 | 0 | 0 | 0
0100001426 | EA | MOP PAD, MICROFIBER, 18â€³, 12/CASE (SSS-19109) | CLEANING | SUPPLIES | SUPPLIES | CENTRAL STORES | 0 | 0 | 0 | 5 | 0 | 0 | 0 | 0 | 0 | 0 | 0 | 0 | 4 | 0 | 0 | 0 | 0 | 10 | 0 | 6 | 0 | 0 | 0 | 0 | 0 | 0
0100001427 | EA | MOP PAD, MICROFIBER, RED, 18â€³, 12/CASE (SSS-19110) | CLEANING | SUPPLIES | SUPPLIES | CENTRAL STORES | 0 | 0 | 0 | 0 | 0 | 0 | 0 | 0 | 0 | 0 | 0 | 0 | 12 | 0 | 0 | 0 | 0 | 0 | 0 | 0 | 0 | 0 | 0 | 0 | 0 | 0
0100001428 | EA | MOP PAD, MICROFIBER, GREEN, 18â€³, 12/CASE (SSS-19111) | CLEANING | SUPPLIES | SUPPLIES | CENTRAL STORES | 0 | 0 | 0 | 6 | 0 | 0 | 0 | 0 | 0 | 0 | 0 | 0 | 0 | 0 | 0 | 4 | 0 | 0 | 0 | 0 | 0 | 0 | 0 | 0 | 0 | 0
0100001429 | EA | MOP PAD, MICROFIBER, YELLOW, 18â€³, 12/CASE (SSS-19111) | CLEANING | SUPPLIES | SUPPLIES | CENTRAL STORES | 0 | 0 | 0 | 6 | 0 | 4 | 6 | 0 | 0 | 0 | 0 | 0 | 0 | 8 | 0 | 0 | 0 | 2 | 0 | 0 | 0 | 2 | 0 | 0 | 0 | 0
0100001434 | EA | BUNGEE CORD, 41 INCH (41â€³) | HARDWARE | CORDS | CORDS | CENTRAL STORES | 0 | 0 | 0 | 0 | 3 | 1 | 0 | 0 | 5 | 0 | 0 | 0 | 0 | 0 | 0 | 0 | 4 | 0 | 0 | 0 | 0 | 2 | 0 | 0 | 0 | 0
0100001439 | EA | CEILING CROSS TEE, 1 INCH X 4 FEET (WHITE ARMSTRONG #XL7328R) | BUILDING | CEILING TILES | CEILING TILES | CENTRAL STORES | 0 | 0 | 0 | 0 | 0 | 0 | 0 | 0 | 0 | 0 | 0 | 0 | 0 | 0 | 0 | 0 | 0 | 0 | 0 | 0 | 0 | 0 | 0 | 0 | 0 | 0
0100001441 | EA | BACK BRACE, BACK BRACE SUPPORT (XL SIZE)*TOO BE DISCONTINUED ONCE STOCK IS DEPLETED | SAFETY | PPE | PPE | CENTRAL STORES | 0 | 0 | 0 | 0 | 0 | 0 | 0 | 0 | 0 | 0 | 0 | 0 | 1 | 0 | 0 | 1 | 0 | 0 | 0 | 0 | 0 | 0 | 0 | 0 | 0 | 0
0100001442 | EA | BACK BRACE, BACK BRACE SUPPORT (SM SIZE) | SAFETY | PPE | PPE | CENTRAL STORES | 0 | 0 | 0 | 0 | 0 | 0 | 0 | 0 | 0 | 0 | 0 | 0 | 0 | 0 | 0 | 0 | 0 | 0 | 0 | 0 | 0 | 3 | 0 | 0 | 0 | 0
0100001443 | EA | BACK BRACE, BACK BRACE SUPPORT (MED SIZE) | SAFETY | PPE | PPE | CENTRAL STORES | 0 | 0 | 0 | 0 | 0 | 0 | 0 | 0 | 0 | 0 | 0 | 0 | 0 | 0 | 0 | 1 | 0 | 0 | 0 | 0 | 0 | 0 | 0 | 0 | 0 | 0
0100001447 | PK | TAGS, SHOWER AND/OR EYEWASH INSPECTION TAGS (10 COUNT) | SAFETY | IDENTIFICATION | IDENTIFICATION | CENTRAL STORES | 0 | 0 | 0 | 0 | 0 | 0 | 0 | 0 | 0 | 0 | 0 | 0 | 0 | 0 | 0 | 1 | 0 | 0 | 0 | 0 | 0 | 0 | 0 | 0 | 0 | 0
0100001452 | EA | TAPE, SAFETY-WALK, 2â€³ X 60', (BLACK) 610 | ADHESIVES | TAPES | TAPES | CENTRAL STORES | 0 | 0 | 0 | 0 | 0 | 0 | 0 | 0 | 0 | 0 | 0 | 0 | 0 | 0 | 0 | 0 | 0 | 0 | 0 | 0 | 0 | 0 | 0 | 0 | 0 | 0
0100001453 | EA | TAPE, SAFETY WALK 4 INCH X 60 FOOT 3M 610 (BLACK) | ADHESIVES | TAPES | TAPES | CENTRAL STORES | 0 | 0 | 0 | 0 | 0 | 0 | 0 | 0 | 0 | 0 | 0 | 0 | 0 | 0 | 0 | 0 | 0 | 0 | 0 | 0 | 0 | 0 | 0 | 0 | 0 | 0
0100001456 | EA | CAUTION TAPE, YELLOW (3 INCH X 1000 FOOT ROLL) (HURRICANE ITEM) | SAFETY | TRAFFIC | TRAFFIC | CENTRAL STORES | 0 | 0 | 0 | 1 | 0 | 0 | 0 | 0 | 6 | 0 | 2 | 2 | 0 | 2 | 1 | 0 | 0 | 0 | 0 | 0 | 0 | 3 | 0 | 0 | 0 | 0
0100001457 | EA | TAPE, DUCT TAPE BLACK AND YELLOW | ADHESIVES | TAPES | TAPES | CENTRAL STORES | 0 | 0 | 0 | 0 | 0 | 2 | 5 | 0 | 0 | 0 | 0 | 0 | 0 | 0 | 0 | 0 | 0 | 0 | 0 | 0 | 0 | 2 | 0 | 0 | 0 | 0
0100001458 | EA | TAPE, DUCT TAPE 9.0 MIL 48MM WIDE 55M LONG (STANDARD GRAY) **HURRICANE ITEM** | ADHESIVES | TAPES | TAPES | CENTRAL STORES | 0 | 0 | 0 | 11 | 0 | 2 | 0 | 0 | 0 | 0 | 3 | 0 | 0 | 0 | 0 | 0 | 0 | 0 | 0 | 0 | 0 | 0 | 0 | 0 | 0 | 0
0100001460 | EA | TAPE, DUCT TAPE (BLUE) | ADHESIVES | TAPES | TAPES | CENTRAL STORES | 0 | 0 | 0 | 0 | 0 | 0 | 0 | 0 | 0 | 0 | 0 | 0 | 0 | 0 | 0 | 0 | 0 | 0 | 0 | 0 | 0 | 0 | 0 | 0 | 0 | 0
0100001461 | EA | TAPE, DUCT TAPE 11.0 MIL 48MM WIDE 55M LONG, BLACK | ADHESIVES | TAPES | TAPES | CENTRAL STORES | 0 | 0 | 0 | 5 | 5 | 0 | 0 | 0 | 2 | 0 | 0 | 2 | 0 | 0 | 0 | 2 | 0 | 0 | 0 | 0 | 0 | 2 | 0 | 0 | 0 | 0
0100001478 | EA | TAPE, PACKING, SHIPPING, SMALL ROLL, SCOTCH HEAVY DUTY, 1.88â€³ X 800â€³, CLEAR | ADHESIVES | TAPES | TAPES | CENTRAL STORES | 0 | 0 | 0 | 0 | 0 | 0 | 0 | 0 | 0 | 0 | 0 | 0 | 0 | 0 | 0 | 0 | 0 | 0 | 0 | 0 | 0 | 0 | 0 | 0 | 0 | 0
0100001479 | EA | TAPE, STANDARD PACKING TAPE | ADHESIVES | TAPES | TAPES | CENTRAL STORES | 0 | 0 | 0 | 0 | 0 | 0 | 0 | 0 | 0 | 0 | 0 | 0 | 0 | 0 | 0 | 0 | 0 | 1 | 0 | 0 | 0 | 1 | 0 | 0 | 0 | 0
0100001493 | EA | TRANSFORMER, ASSEMBLY, RAINBIRD, (SBM1230) | ELECTRICAL | TRANSFORMERS | TRANSFORMERS | CENTRAL STORES | 0 | 0 | 0 | 0 | 0 | 0 | 0 | 0 | 0 | 0 | 0 | 0 | 0 | 0 | 0 | 0 | 0 | 0 | 0 | 0 | 0 | 0 | 0 | 0 | 0 | 0
0100001506 | EA | SAFETY VEST, ORANGE WITH YELLOW STRIPE (HURRICANE ITEM) | SAFETY | PPE | PPE | CENTRAL STORES | 0 | 0 | 0 | 1 | 0 | 0 | 0 | 0 | 0 | 0 | 0 | 0 | 0 | 0 | 0 | 0 | 0 | 0 | 0 | 0 | 0 | 4 | 0 | 0 | 0 | 0
0100001525 | PK | CABLE TIES, 4â€³ -WHITE, (ZIP TIES, ZIP-TIES) | FASTENERS | CABLE TIES | CABLE TIES | CENTRAL STORES | 0 | 0 | 0 | 0 | 0 | 0 | 0 | 0 | 0 | 0 | 0 | 0 | 0 | 0 | 0 | 0 | 0 | 0 | 0 | 0 | 0 | 1 | 0 | 0 | 0 | 0
0100001526 | PK | CABLE TIES, 17.50 INCHES LONG, WHITE, PACK OF 50 EACH,(ZIP TIES, ZIP-TIES) (HURRICANE ITEM) | FASTENERS | CABLE TIES | CABLE TIES | CENTRAL STORES | 0 | 0 | 0 | 0 | 0 | 0 | 0 | 0 | 0 | 0 | 0 | 0 | 0 | 6 | 0 | 0 | 0 | 0 | 0 | 0 | 0 | 0 | 2 | 0 | 0 | 0
0100001529 | PK | CABLE TIES, 7 OR 8 INCHES LONG, WHITE OR BLACK, PACK OF 100 EACH, (ZIP TIES, ZIP-TIES) | FASTENERS | CABLE TIES | CABLE TIES | CENTRAL STORES | 0 | 0 | 0 | 0 | 0 | 6 | 0 | 0 | 0 | 2 | 0 | 1 | 0 | 0 | 0 | 0 | 0 | 0 | 0 | 0 | 0 | 0 | 0 | 0 | 0 | 0
0100001545 | EA | TAPE, FRICTION TAPE (BLACK) | ADHESIVES | TAPES | TAPES | CENTRAL STORES | 0 | 0 | 0 | 0 | 0 | 0 | 0 | 0 | 0 | 0 | 0 | 0 | 0 | 0 | 0 | 0 | 0 | 0 | 0 | 0 | 0 | 0 | 0 | 0 | 0 | 0
0100001556 | EA | RUST REMOVER SPRAY, 11 OUNCE CAN (FLAMMABILITY RATING OF 3 - USE WITH CAUTION) | LUBRICATION | LUBRICANTS | SOLVENTS | CENTRAL STORES | 0 | 0 | 0 | 0 | 0 | 0 | 2 | 0 | 0 | 0 | 0 | 0 | 0 | 0 | 0 | 0 | 0 | 0 | 0 | 0 | 0 | 0 | 0 | 0 | 0 | 0
0100001673 | EA | TAPE, VINYL TAPE 3M BRAND (GREEN) | ADHESIVES | TAPES | TAPES | CENTRAL STORES | 0 | 0 | 0 | 0 | 0 | 0 | 0 | 0 | 0 | 0 | 0 | 0 | 0 | 0 | 0 | 0 | 0 | 0 | 0 | 0 | 0 | 0 | 0 | 0 | 0 | 0
0100001679 | EA | GRANULAR DRAIN LINE OPENER AND MAINTAINER | PLUMBING | TREATMENT | TREATMENT | CENTRAL STORES | 0 | 0 | 0 | 0 | 0 | 0 | 8 | 10 | 0 | 0 | 0 | 0 | 0 | 2 | 0 | 0 | 1 | 1 | 2 | 0 | 0 | 2 | 0 | 0 | 0 | 0
0100001708 | EA | SAFETY GLASSES, â€³READERSâ€³, 1.5 | SAFETY | PPE | PPE | CENTRAL STORES | 0 | 0 | 0 | 0 | 0 | 2 | 0 | 0 | 0 | 0 | 2 | 0 | 0 | 0 | 0 | 0 | 0 | 0 | 0 | 0 | 0 | 0 | 0 | 0 | 0 | 0
0100001714 | EA | KEYCHAIN, BOLT SNAP | HARDWARE | KEYCHAINS | KEY CHAINS | CENTRAL STORES | 0 | 0 | 0 | 0 | 0 | 0 | 1 | 0 | 0 | 0 | 0 | 0 | 0 | 0 | 0 | 0 | 0 | 0 | 4 | 0 | 0 | 12 | 0 | 0 | 0 | 0
0100001800 | EA | SAFETY GLASSES, â€³READERSâ€³, 2.0 | SAFETY | PPE | PPE | CENTRAL STORES | 0 | 0 | 0 | 0 | 0 | 0 | 0 | 0 | 0 | 0 | 2 | 0 | 0 | 0 | 0 | 0 | 0 | 0 | 0 | 0 | 0 | 0 | 0 | 0 | 0 | 0
0100001801 | EA | SAFETY GLASSES, TINTED, 2.0 -BRN | SAFETY | PPE | PPE | CENTRAL STORES | 0 | 0 | 0 | 0 | 0 | 0 | 0 | 0 | 0 | 0 | 0 | 0 | 0 | 0 | 0 | 0 | 0 | 0 | 0 | 0 | 0 | 3 | 0 | 0 | 0 | 0
0100001803 | EA | DISTILLED WATER, GALLON JUG | CLEANING | CHEMICALS | CHEMICALS | CENTRAL STORES | 0 | 0 | 0 | 0 | 0 | 5 | 0 | 0 | 0 | 5 | 3 | 4 | 10 | 2 | 0 | 0 | 8 | 0 | 12 | 0 | 0 | 6 | 0 | 0 | 0 | 0
0100001811 | EA | GOGGLES, SPLASH PROTECTION VINYL GOGGLES | SAFETY | PPE | PPE | CENTRAL STORES | 0 | 0 | 0 | 0 | 0 | 0 | 0 | 0 | 0 | 0 | 3 | 0 | 0 | 0 | 0 | 0 | 0 | 2 | 0 | 0 | 0 | 0 | 0 | 0 | 0 | 0
0100002046 | EA | PPE, COVER-ALL PROTECTIVE SUIT XL SIZE (WHITE - SOLD INDIVIDUALLY) | SAFETY | PPE | PPE | CENTRAL STORES | 0 | 0 | 0 | 0 | 0 | 0 | 0 | 0 | 0 | 0 | 4 | 0 | 0 | 0 | 0 | 0 | 0 | 0 | 0 | 0 | 0 | 0 | 0 | 0 | 0 | 0
0160001027 | EA | FITTING, 6â€³, FERNCO COUPLING, FOR CAST IRON | PLUMBING | FITTINGS | FITTINGS | CENTRAL STORES | 0 | 0 | 0 | 0 | 0 | 0 | 0 | 0 | 0 | 0 | 0 | 0 | 0 | 0 | 0 | 0 | 0 | 0 | 0 | 0 | 0 | 0 | 0 | 0 | 0 | 0
0160001111 | EA | SWITCH, AIR COMPRESSOR, PRESSURE, 80-100 PSIG, SQUARE 'D', PART NUMBER 9013FHG22J27 | ELECTRICAL | SWITCHES | SWITCHES | CENTRAL STORES | 0 | 0 | 0 | 0 | 0 | 0 | 0 | 0 | 0 | 0 | 0 | 0 | 0 | 0 | 0 | 0 | 0 | 0 | 0 | 0 | 0 | 0 | 0 | 0 | 0 | 0
0160001114 | EA | SWITCH, PUMP, PRESSURE,40-60 PSIG, SQUARE 'D', PART NUMBER 9013FSG2J24, STANDARD ACTION SHUT-OFF HIGH | ELECTRICAL | SWITCHES | SWITCHES | CENTRAL STORES | 0 | 0 | 0 | 0 | 0 | 0 | 0 | 0 | 0 | 0 | 0 | 0 | 0 | 0 | 0 | 0 | 0 | 0 | 0 | 0 | 0 | 0 | 0 | 0 | 0 | 0
0200001012 | EA | PAINT, KRYLON QUIK-MARK WATER-BASED INVERTED MARKING PAINT (17OZ NET WT), APWA BLUE, FULLSOURCE #S03903, * CRITICAL: UTILITIES & ENERGY SERVICES USE ONLY*, â€³POTABLE WATERâ€³, | PAINT | MARKING PAINT | MARKING PAINT | CENTRAL STORES | 0 | 0 | 0 | 0 | 0 | 4 | 0 | 0 | 0 | 0 | 0 | 0 | 0 | 0 | 0 | 0 | 0 | 0 | 0 | 0 | 0 | 0 | 0 | 0 | 0 | 0
0200001016 | EA | PAINT, KRYLON QUIK-MARK WATER-BASED INVERTED MARKING PAINT (17OZ NET WT), FLUORESCENT PINK, FULLSOURCE #S03612, * CRITICAL: UTILITIES & ENERGY SERVICES USE ONLY*, â€³PINKâ€³ | PAINT | MARKING PAINT | MARKING PAINT | CENTRAL STORES | 0 | 0 | 0 | 0 | 0 | 2 | 0 | 0 | 0 | 0 | 0 | 0 | 0 | 0 | 0 | 0 | 0 | 0 | 0 | 0 | 0 | 0 | 0 | 0 | 0 | 0
0200001017 | EA | PAINT, KRYLON QUIK-MARK WATER-BASED INVERTED MARKING PAINT (17OZ NET WT), APWA BRILLIANT WHITE, FULLSOURCE #S03901, * CRITICAL: UTILITIES & ENERGY SERVICES USE ONLY*, â€³WHITEâ€³ | PAINT | MARKING PAINT | MARKING PAINT | CENTRAL STORES | 0 | 0 | 0 | 0 | 0 | 0 | 0 | 0 | 0 | 0 | 0 | 0 | 0 | 0 | 0 | 0 | 0 | 0 | 0 | 0 | 0 | 0 | 0 | 0 | 0 | 0
0200001031 | EA | MARKER BALL, RADIO DETECTION EMS, RED â€³ELECTRICâ€³, 61-OM160, 24/CASE, UNIT OF MEASURE IS EACH, * CRITICAL: UTILITIES & ENERGY SERVICES USE ONLY* | UES MARKER BALL | UES MARKER BALL | UES MARKER BALL | CENTRAL STORES | 0 | 0 | 0 | 0 | 0 | 0 | 0 | 0 | 0 | 0 | 0 | 0 | 0 | 0 | 0 | 0 | 0 | 0 | 0 | 0 | 0 | 0 | 0 | 0 | 0 | 0
0200001032 | EA | MARKER BALL, RADIO DETECTION EMS, BLUE, â€³WATERâ€³, 61-OM161, 24/CASE, UNIT OF MEASURE IS EACH, * CRITICAL: UTILITIES & ENERGY SERVICES USE ONLY* | UES MARKER BALL | UES MARKER BALL | UES MARKER BALL | CENTRAL STORES | 0 | 0 | 0 | 0 | 0 | 0 | 0 | 0 | 0 | 0 | 0 | 0 | 0 | 0 | 0 | 0 | 0 | 0 | 0 | 0 | 0 | 0 | 0 | 0 | 0 | 0
0200001033 | EA | MARKER BALL, RADIO DETECTION EMS, GREEN, â€³SANITARYâ€³, 61-OM162, 24/CASE, UNIT OF MEASURE IS EACH, * CRITICAL: UTILITIES & ENERGY SERVICES USE ONLY* | UES MARKER BALL | UES MARKER BALL | UES MARKER BALL | CENTRAL STORES | 0 | 0 | 0 | 0 | 0 | 0 | 0 | 0 | 0 | 0 | 0 | 0 | 0 | 0 | 0 | 0 | 0 | 0 | 0 | 0 | 0 | 0 | 0 | 0 | 0 | 0
0200001034 | EA | MARKER BALL, RADIO DETECTION EMS, YELLOW, â€³GASâ€³, 61-OM164, 24/CASE, UNIT OF MEASURE IS EACH, * CRITICAL: UTILITIES & ENERGY SERVICES USE ONLY* | UES MARKER BALL | UES MARKER BALL | UES MARKER BALL | CENTRAL STORES | 0 | 0 | 0 | 0 | 0 | 0 | 0 | 0 | 0 | 0 | 0 | 0 | 0 | 0 | 0 | 0 | 0 | 0 | 0 | 0 | 0 | 0 | 0 | 0 | 0 | 0
0200001035 | EA | MARKER BALL, RADIO DETECTION EMS, PURPLE, â€³RECLAIMâ€³, 61-OM168, 24/CASE, UNIT OF MEASURE IS EACH, * CRITICAL: UTILITIES & ENERGY SERVICES USE ONLY* | UES MARKER BALL | UES MARKER BALL | UES MARKER BALL | CENTRAL STORES | 0 | 0 | 0 | 0 | 0 | 0 | 0 | 0 | 0 | 0 | 0 | 0 | 0 | 0 | 0 | 0 | 0 | 0 | 0 | 0 | 0 | 0 | 0 | 0 | 0 | 0
0200001065 | EA | HOE, CULTIVATOR ACTION HOE WITH 48 INCH HANDLE | OUTDOOR EQUIP | HAND TOOLS | HAND TOOLS | CENTRAL STORES | 0 | 0 | 0 | 0 | 0 | 0 | 0 | 0 | 0 | 0 | 0 | 0 | 0 | 0 | 0 | 0 | 0 | 0 | 0 | 0 | 0 | 0 | 0 | 0 | 0 | 0
0200001069 | EA | PAINT, TURF MARKING, BLUE | PAINT | MARKING PAINT | MARKING PAINT | CENTRAL STORES | 0 | 0 | 0 | 0 | 0 | 0 | 0 | 0 | 0 | 0 | 0 | 0 | 0 | 0 | 0 | 0 | 0 | 0 | 0 | 0 | 0 | 0 | 0 | 0 | 0 | 0
0200001077 | EA | SHOVEL, FIBERGLASS ROUND TIP SHOVEL (HURRICANE ITEM) | OUTDOOR EQUIP | HAND TOOLS | HAND TOOLS | CENTRAL STORES | 0 | 0 | 0 | 0 | 0 | 0 | 0 | 0 | 0 | 0 | 0 | 0 | 0 | 0 | 0 | 0 | 0 | 0 | 0 | 0 | 0 | 0 | 0 | 0 | 0 | 0
0200001078 | EA | SHOVEL, WIDE MOUTH MULCH SHOVEL (ALUMINUM) | OUTDOOR EQUIP | HAND TOOLS | HAND TOOLS | CENTRAL STORES | 0 | 0 | 0 | 0 | 0 | 0 | 0 | 3 | 0 | 0 | 0 | 0 | 0 | 0 | 0 | 0 | 0 | 0 | 0 | 0 | 0 | 0 | 0 | 0 | 0 | 0
0200001085 | EA | PICK-UP STICK (GREEN) | OUTDOOR EQUIP | HAND TOOLS | HAND TOOLS | CENTRAL STORES | 0 | 0 | 0 | 0 | 0 | 0 | 0 | 0 | 0 | 6 | 20 | 0 | 0 | 0 | 0 | 1 | 0 | 0 | 0 | 0 | 0 | 0 | 0 | 0 | 0 | 0
0200001086 | EA | PRUNER, EXTENDED REACH , STIHL,PP 7010-871-0407 , *NO SUBSTITUTIONS**DISCONTINUED AFTER STOCK DEPLETED | OUTDOOR EQUIP | HAND TOOLS | HAND TOOLS | CENTRAL STORES | 0 | 0 | 0 | 0 | 0 | 0 | 0 | 0 | 0 | 0 | 0 | 0 | 0 | 0 | 0 | 0 | 0 | 0 | 0 | 0 | 0 | 0 | 0 | 0 | 0 | 0
0200001088 | EA | LOPPER, STIHL, PL 40 0000-882-0710 , *NO SUBSTITUTIONS* (REPLACES 0200001067) | OUTDOOR EQUIP | HAND TOOLS | HAND TOOLS | CENTRAL STORES | 0 | 0 | 0 | 0 | 0 | 0 | 0 | 4 | 0 | 0 | 0 | 0 | 0 | 0 | 0 | 0 | 0 | 0 | 0 | 0 | 0 | 0 | 0 | 0 | 0 | 0
0200001099 | EA | HOE, SCUFFLE HOE | OUTDOOR EQUIP | HAND TOOLS | HAND TOOLS | CENTRAL STORES | 0 | 0 | 0 | 0 | 0 | 0 | 0 | 0 | 0 | 0 | 0 | 0 | 0 | 0 | 0 | 0 | 0 | 0 | 0 | 0 | 0 | 0 | 0 | 0 | 0 | 0
0200001295 | EA | TAPE, JOINT TAPE, MESH TAPE, 2 INCH X 500 FEET | ADHESIVES | TAPES | TAPES | CENTRAL STORES | 0 | 0 | 0 | 0 | 0 | 0 | 0 | 0 | 0 | 0 | 0 | 0 | 0 | 0 | 0 | 0 | 0 | 0 | 0 | 0 | 0 | 2 | 0 | 0 | 0 | 0
0200001303 | EA | PAINT, MARKING, WHITE | PAINT | MARKING PAINT | MARKING PAINT | CENTRAL STORES | 0 | 0 | 0 | 0 | 0 | 0 | 0 | 0 | 0 | 0 | 0 | 0 | 0 | 0 | 0 | 0 | 0 | 0 | 0 | 0 | 0 | 0 | 0 | 0 | 0 | 0
0281101010 | EA | SPLICE CONNECTOR, SNAP TIGHT SPLICE CONNECTOR DS-100 | ELECTRICAL | CONNECTORS | CONNECTORS | CENTRAL STORES | 0 | 0 | 0 | 0 | 0 | 0 | 0 | 0 | 0 | 0 | 0 | 0 | 0 | 0 | 0 | 0 | 0 | 0 | 0 | 0 | 0 | 0 | 0 | 0 | 0 | 0
0281101047 | EA | PAINT, TURF MARKING, ORANGE, 618219 FLOUR.3-5-J106 TOURNAMENT | PAINT | MARKING PAINT | MARKING PAINT | CENTRAL STORES | 0 | 0 | 0 | 0 | 0 | 0 | 0 | 0 | 0 | 0 | 0 | 0 | 0 | 0 | 0 | 0 | 0 | 0 | 0 | 0 | 0 | 0 | 0 | 0 | 0 | 0
0281101049 | GAL | PVC CEMENT, (RED HOT GLUE - CHRISTY'S BRAND), GALLON SIZE | ADHESIVES | GLUES | GLUES | CENTRAL STORES | 0 | 0 | 0 | 2 | 0 | 0 | 2 | 0 | 2 | 0 | 0 | 0 | 0 | 0 | 0 | 0 | 0 | 0 | 0 | 0 | 0 | 0 | 0 | 0 | 0 | 0
0281101059 | EA | COUPLING, 3â€³, PVC, (S X S) SCH. 40 | PLUMBING | FITTINGS | FITTINGS | CENTRAL STORES | 0 | 0 | 0 | 0 | 0 | 0 | 0 | 0 | 0 | 0 | 0 | 0 | 5 | 0 | 0 | 0 | 0 | 0 | 0 | 0 | 0 | 0 | 0 | 0 | 0 | 0
0281101097 | EA | FITTING, 2-1/2â€³, PVC, 90 ELL, (S X S), SCH. 40 | PLUMBING | FITTINGS | FITTINGS | CENTRAL STORES | 0 | 0 | 0 | 0 | 0 | 0 | 30 | 0 | 0 | 0 | 0 | 0 | 0 | 0 | 0 | 0 | 0 | 0 | 0 | 0 | 0 | 0 | 0 | 0 | 0 | 0
0281101099 | EA | FITTING, 4â€³, PVC, 90 ELL, (S X S), SCH. 40 | PLUMBING | FITTINGS | FITTINGS | CENTRAL STORES | 0 | 0 | 0 | 0 | 0 | 0 | 0 | 0 | 0 | 0 | 0 | 0 | 0 | 0 | 0 | 0 | 0 | 0 | 0 | 0 | 0 | 0 | 0 | 0 | 0 | 0
0281101136 | EA | VALVE, 3/4â€³, PVC, BALL (THREADED) | PLUMBING | VALVES | VALVES | CENTRAL STORES | 0 | 0 | 0 | 0 | 0 | 0 | 0 | 0 | 0 | 0 | 0 | 0 | 0 | 0 | 0 | 0 | 0 | 0 | 0 | 0 | 0 | 0 | 0 | 0 | 0 | 0
0281101170 | EA | VALVE, 2â€³, BRASS BALL, (C X C) | PLUMBING | VALVES | VALVES | CENTRAL STORES | 0 | 0 | 0 | 0 | 0 | 0 | 0 | 0 | 0 | 0 | 0 | 0 | 0 | 0 | 0 | 0 | 0 | 0 | 0 | 0 | 0 | 0 | 0 | 0 | 0 | 0
0281101171 | EA | VALVE, 2â€³, BRASS BALL, THREADED (FIPT) | PLUMBING | VALVES | VALVES | CENTRAL STORES | 0 | 0 | 0 | 0 | 0 | 0 | 0 | 0 | 0 | 0 | 0 | 0 | 0 | 0 | 0 | 0 | 0 | 0 | 0 | 0 | 0 | 0 | 0 | 0 | 0 | 0
0281101176 | EA | VALVE, 1â€³, PVC BALL, (THREADED) | PLUMBING | VALVES | VALVES | CENTRAL STORES | 0 | 0 | 0 | 0 | 0 | 0 | 0 | 0 | 0 | 0 | 0 | 0 | 0 | 0 | 0 | 0 | 0 | 0 | 0 | 0 | 0 | 0 | 0 | 0 | 0 | 0
0281101177 | EA | VALVE, 1â€³, PVC BALL, (S X S) | PLUMBING | VALVES | VALVES | CENTRAL STORES | 0 | 0 | 0 | 0 | 0 | 0 | 0 | 0 | 0 | 0 | 0 | 0 | 0 | 0 | 0 | 0 | 0 | 0 | 0 | 0 | 0 | 0 | 0 | 0 | 0 | 0
0281101195 | EA | PAINT, TURF MARKING, PURPLE | PAINT | MARKING PAINT | MARKING PAINT | CENTRAL STORES | 0 | 0 | 0 | 0 | 0 | 0 | 0 | 0 | 0 | 0 | 0 | 0 | 0 | 0 | 0 | 0 | 0 | 0 | 0 | 0 | 0 | 0 | 0 | 0 | 0 | 0
0281101199 | EA | FITTING, 1/2â€³ X 18â€³, GRAY PVC, NIPPLE, SCH.80*DEAD STOCK*WILL DISCONTINUE AFTER STOCK DEPLETED | ELECTRICAL | CONNECTORS | CONNECTORS | CENTRAL STORES | 0 | 0 | 0 | 0 | 0 | 0 | 0 | 0 | 0 | 0 | 0 | 0 | 0 | 0 | 0 | 0 | 0 | 0 | 0 | 0 | 0 | 0 | 0 | 0 | 0 | 0
0281101227 | EA | PAINT, TURF MARKING, YELLOW | PAINT | MARKING PAINT | MARKING PAINT | CENTRAL STORES | 0 | 0 | 0 | 0 | 0 | 0 | 0 | 0 | 0 | 0 | 0 | 0 | 0 | 0 | 0 | 0 | 0 | 0 | 0 | 0 | 0 | 0 | 0 | 0 | 0 | 0
0500001002 | EA | BOLT, 1/4â€³-20 X 1/2â€³, HEX HEAD, GRADE 5 | FASTENERS | BOLTS | BOLTS | CENTRAL STORES | 0 | 0 | 0 | 0 | 0 | 0 | 0 | 0 | 0 | 0 | 0 | 0 | 0 | 0 | 0 | 0 | 0 | 0 | 0 | 0 | 0 | 0 | 0 | 0 | 0 | 0
0500001007 | EA | BOLT, 5/16â€³-18 X 1â€³, CARRIAGE | FASTENERS | BOLTS | BOLTS | CENTRAL STORES | 0 | 0 | 0 | 0 | 0 | 0 | 0 | 0 | 0 | 0 | 0 | 0 | 0 | 0 | 0 | 0 | 0 | 0 | 0 | 0 | 0 | 0 | 0 | 0 | 0 | 0
0500001009 | EA | BOLT, 5/16â€³-18 X 1-1/4â€³, CARRIAGE | FASTENERS | BOLTS | BOLTS | CENTRAL STORES | 0 | 0 | 0 | 0 | 0 | 0 | 0 | 0 | 0 | 0 | 0 | 0 | 0 | 0 | 0 | 0 | 0 | 0 | 0 | 0 | 0 | 0 | 0 | 0 | 0 | 0
0500001011 | EA | BOLT, 1/4â€³-20 X 2â€³, CARRIAGE | FASTENERS | BOLTS | BOLTS | CENTRAL STORES | 0 | 0 | 0 | 0 | 0 | 0 | 0 | 0 | 0 | 0 | 0 | 0 | 0 | 0 | 0 | 0 | 0 | 0 | 0 | 0 | 0 | 0 | 0 | 0 | 0 | 0
0500001015 | EA | BOLT, 1/4â€³-20 X 3â€³, CARRIAGE | FASTENERS | BOLTS | BOLTS | CENTRAL STORES | 0 | 0 | 0 | 0 | 0 | 0 | 0 | 0 | 0 | 0 | 0 | 0 | 0 | 0 | 0 | 0 | 0 | 0 | 0 | 0 | 0 | 0 | 0 | 0 | 0 | 0
0500001019 | EA | BOLT, 5/16â€³-18 X 2-1/4â€³, CARRIAGE | FASTENERS | BOLTS | BOLTS | CENTRAL STORES | 0 | 0 | 0 | 0 | 0 | 0 | 0 | 0 | 0 | 0 | 0 | 0 | 0 | 0 | 0 | 0 | 0 | 0 | 0 | 0 | 0 | 0 | 0 | 0 | 0 | 0
0500001024 | EA | BOLT, 3/8â€³-16 X 2-1/2â€³, CARRIAGE | FASTENERS | BOLTS | BOLTS | CENTRAL STORES | 0 | 0 | 0 | 0 | 0 | 0 | 0 | 0 | 0 | 0 | 0 | 0 | 0 | 0 | 0 | 0 | 0 | 0 | 0 | 0 | 0 | 0 | 0 | 0 | 0 | 0
0500001025 | EA | BOLT, 5/16â€³-18 X 3â€³, CARRIAGE | FASTENERS | BOLTS | BOLTS | CENTRAL STORES | 0 | 0 | 0 | 0 | 0 | 0 | 0 | 0 | 0 | 0 | 0 | 0 | 0 | 0 | 0 | 4 | 0 | 0 | 0 | 0 | 0 | 0 | 0 | 0 | 0 | 0
0500001032 | EA | BOLT, 1/4â€³-20 X 4â€³, CARRIAGE | FASTENERS | BOLTS | BOLTS | CENTRAL STORES | 0 | 0 | 0 | 0 | 0 | 0 | 0 | 0 | 0 | 0 | 0 | 0 | 0 | 0 | 0 | 0 | 0 | 0 | 0 | 0 | 0 | 0 | 0 | 0 | 0 | 0
0500001037 | EA | BOLT, 1/4â€³-20 X 5-1/2â€³, CARRIAGE | FASTENERS | BOLTS | BOLTS | CENTRAL STORES | 0 | 0 | 0 | 0 | 0 | 0 | 0 | 0 | 0 | 0 | 0 | 0 | 0 | 0 | 0 | 0 | 0 | 0 | 0 | 0 | 0 | 0 | 0 | 0 | 0 | 0
0500001038 | EA | BOLT, 3/8â€³-16 X 5â€³, CARRIAGE | FASTENERS | BOLTS | BOLTS | CENTRAL STORES | 0 | 0 | 0 | 0 | 0 | 0 | 0 | 0 | 0 | 0 | 0 | 0 | 0 | 0 | 0 | 0 | 0 | 0 | 0 | 0 | 0 | 0 | 0 | 0 | 0 | 0
0500001039 | EA | BOLT, 3/8â€³-16 X 6â€³, CARRIAGE | FASTENERS | BOLTS | BOLTS | CENTRAL STORES | 0 | 0 | 0 | 0 | 0 | 0 | 0 | 0 | 0 | 0 | 0 | 0 | 0 | 0 | 0 | 0 | 0 | 0 | 0 | 0 | 0 | 0 | 0 | 0 | 0 | 0
0500001040 | EA | BOLT, 5/16â€³-18 X 8â€³, CARRIAGE | FASTENERS | BOLTS | BOLTS | CENTRAL STORES | 0 | 0 | 0 | 0 | 0 | 0 | 0 | 0 | 0 | 0 | 0 | 0 | 0 | 0 | 0 | 0 | 0 | 0 | 0 | 0 | 0 | 0 | 0 | 0 | 0 | 0
0500001046 | EA | BOLT, 3/8â€³-16 X 7â€³, CARRIAGE | FASTENERS | BOLTS | BOLTS | CENTRAL STORES | 0 | 0 | 0 | 0 | 0 | 0 | 0 | 0 | 0 | 0 | 0 | 0 | 0 | 0 | 0 | 0 | 0 | 0 | 0 | 0 | 0 | 0 | 0 | 0 | 0 | 0
0500001049 | EA | BOLT, 5/16â€³ X 2â€³, EYE | FASTENERS | BOLTS | BOLTS | CENTRAL STORES | 0 | 0 | 0 | 0 | 0 | 0 | 0 | 0 | 0 | 0 | 0 | 0 | 0 | 0 | 0 | 0 | 0 | 0 | 0 | 0 | 0 | 0 | 0 | 0 | 0 | 0
0500001051 | EA | BOLT, 5/16â€³ X 4â€³, EYE | FASTENERS | BOLTS | BOLTS | CENTRAL STORES | 0 | 0 | 0 | 0 | 0 | 0 | 0 | 0 | 0 | 0 | 0 | 0 | 0 | 0 | 0 | 0 | 0 | 0 | 0 | 0 | 0 | 0 | 0 | 0 | 0 | 0
0500001053 | EA | BOLT, 3/8â€³ X 2â€³, TURNED EYE | FASTENERS | BOLTS | BOLTS | CENTRAL STORES | 0 | 0 | 0 | 0 | 0 | 0 | 0 | 0 | 0 | 0 | 0 | 0 | 0 | 0 | 0 | 0 | 0 | 0 | 0 | 0 | 0 | 0 | 0 | 0 | 0 | 0
0500001054 | EA | BOLT, 3/8-16 X 1-1/4â€³, TURNED EYE | FASTENERS | BOLTS | BOLTS | CENTRAL STORES | 0 | 0 | 0 | 0 | 0 | 0 | 0 | 0 | 0 | 0 | 0 | 0 | 0 | 0 | 0 | 0 | 0 | 0 | 0 | 0 | 0 | 0 | 0 | 0 | 0 | 0
0500001062 | EA | BOLT, 1/4â€³-28 X 1-1/4â€³, HEX HEAD, GRADE 5 (SAE) | FASTENERS | BOLTS | BOLTS | CENTRAL STORES | 0 | 0 | 0 | 0 | 0 | 0 | 0 | 0 | 0 | 0 | 0 | 0 | 0 | 0 | 0 | 0 | 0 | 0 | 0 | 0 | 0 | 0 | 0 | 0 | 0 | 0
0500001066 | EA | BOLT, 1/4â€³-28 X 5-1/2â€³,HEX HEAD, GRADE 5 (SAE) | FASTENERS | BOLTS | BOLTS | CENTRAL STORES | 0 | 0 | 0 | 0 | 0 | 0 | 0 | 0 | 0 | 0 | 0 | 0 | 0 | 0 | 0 | 0 | 0 | 0 | 0 | 0 | 0 | 0 | 0 | 0 | 0 | 0
0500001068 | EA | BOLT, 5/16â€³-18 X 4-1/2â€³, HEX HEAD, GRADE 5 (SAE) | FASTENERS | BOLTS | BOLTS | CENTRAL STORES | 0 | 0 | 0 | 0 | 0 | 0 | 0 | 0 | 0 | 0 | 0 | 0 | 0 | 0 | 0 | 0 | 0 | 0 | 0 | 0 | 0 | 0 | 0 | 0 | 0 | 0
0500001076 | EA | BOLT, 3/8â€³-16 X 3/4â€³, HEX HEAD, GRADE 5 (SAE) | FASTENERS | BOLTS | BOLTS | CENTRAL STORES | 0 | 0 | 0 | 0 | 0 | 0 | 0 | 0 | 0 | 0 | 0 | 0 | 0 | 0 | 0 | 0 | 0 | 0 | 0 | 0 | 0 | 0 | 0 | 0 | 0 | 0
0500001078 | EA | BOLT, 3/8â€³-16 X 6-1/2â€³, HEX HEAD, GRADE 5 (SAE) | FASTENERS | BOLTS | BOLTS | CENTRAL STORES | 0 | 0 | 0 | 0 | 0 | 0 | 0 | 0 | 0 | 0 | 0 | 0 | 0 | 0 | 0 | 0 | 0 | 0 | 0 | 0 | 0 | 0 | 0 | 0 | 0 | 0
0500001079 | EA | BOLT, 3/8â€³-16 X 1â€³, HEX HEAD, GRADE 8 | FASTENERS | BOLTS | BOLTS | CENTRAL STORES | 0 | 0 | 0 | 0 | 0 | 0 | 0 | 0 | 0 | 0 | 0 | 0 | 0 | 0 | 0 | 0 | 0 | 0 | 0 | 0 | 0 | 0 | 0 | 0 | 0 | 0
0500001081 | EA | BOLT, 3/8â€³-24 X 1-1/4â€³, HEX HEAD, GRADE 5 (SAE) | FASTENERS | BOLTS | BOLTS | CENTRAL STORES | 0 | 0 | 0 | 0 | 0 | 0 | 0 | 0 | 0 | 0 | 0 | 0 | 0 | 0 | 0 | 0 | 0 | 0 | 0 | 0 | 0 | 0 | 0 | 0 | 0 | 0
0500001085 | EA | BOLT, 7/16â€³-14 X 4â€³, HEX HEAD, GRADE 5 (SAE) | FASTENERS | BOLTS | BOLTS | CENTRAL STORES | 0 | 0 | 0 | 0 | 0 | 0 | 0 | 0 | 0 | 0 | 0 | 0 | 0 | 0 | 0 | 0 | 0 | 0 | 0 | 0 | 0 | 0 | 0 | 0 | 0 | 0
0500001103 | EA | BOLT, 1/2â€³-13 X 4-1/2â€³, HEX HEAD, GRADE 5 (SAE) | FASTENERS | BOLTS | BOLTS | CENTRAL STORES | 0 | 0 | 0 | 0 | 0 | 0 | 0 | 0 | 0 | 0 | 0 | 0 | 0 | 0 | 0 | 0 | 0 | 0 | 0 | 0 | 0 | 0 | 0 | 0 | 0 | 0
0500001116 | EA | BOLT, 5/8â€³-11 X 3-1/2â€³, HEX HEAD, GRADE 5 (SAE) | FASTENERS | BOLTS | BOLTS | CENTRAL STORES | 0 | 0 | 0 | 0 | 0 | 0 | 0 | 0 | 0 | 0 | 0 | 0 | 0 | 0 | 0 | 0 | 0 | 0 | 0 | 0 | 0 | 0 | 0 | 0 | 0 | 0
0500001117 | EA | BOLT, 5/8â€³-11 X 4-1/2â€³, HEX HEAD, GRADE 5 (SAE) | FASTENERS | BOLTS | BOLTS | CENTRAL STORES | 0 | 0 | 0 | 0 | 0 | 0 | 0 | 0 | 0 | 0 | 0 | 0 | 0 | 0 | 0 | 0 | 0 | 0 | 0 | 0 | 0 | 0 | 0 | 0 | 0 | 0
0500001128 | EA | BOLT, 1/4â€³-28 X 1/2â€³, HEX HEAD, GRADE 5 | FASTENERS | BOLTS | BOLTS | CENTRAL STORES | 0 | 0 | 0 | 0 | 0 | 0 | 0 | 0 | 0 | 0 | 0 | 0 | 0 | 0 | 0 | 0 | 0 | 0 | 0 | 0 | 0 | 0 | 0 | 0 | 0 | 0
0500001129 | EA | BOLT, 1/4â€³-28 X 3/4â€³, HEX HEAD, GRADE 5 | FASTENERS | BOLTS | BOLTS | CENTRAL STORES | 0 | 0 | 0 | 0 | 0 | 0 | 0 | 0 | 0 | 0 | 0 | 0 | 0 | 0 | 0 | 0 | 0 | 0 | 0 | 0 | 0 | 0 | 0 | 0 | 0 | 0
0500001132 | EA | BOLT, 1/4â€³-20 X 1-3/4â€³, HEX HEAD, GRADE 5 | FASTENERS | BOLTS | BOLTS | CENTRAL STORES | 0 | 0 | 0 | 0 | 0 | 0 | 0 | 0 | 0 | 0 | 0 | 0 | 0 | 0 | 0 | 0 | 0 | 0 | 0 | 0 | 0 | 0 | 0 | 0 | 0 | 0
0500001133 | EA | BOLT, 1/4â€³-28 X 1-1/2â€³, HEX HEAD, GRADE 5 | FASTENERS | BOLTS | BOLTS | CENTRAL STORES | 0 | 0 | 0 | 0 | 0 | 0 | 0 | 0 | 0 | 0 | 0 | 0 | 0 | 0 | 0 | 0 | 0 | 0 | 0 | 0 | 0 | 0 | 0 | 0 | 0 | 0
0500001138 | EA | BOLT, 5/8â€³-11 X 1-1/2â€³, HEX HEAD, GRADE 5 | FASTENERS | BOLTS | BOLTS | CENTRAL STORES | 0 | 0 | 0 | 0 | 0 | 0 | 0 | 0 | 0 | 0 | 0 | 0 | 0 | 0 | 0 | 0 | 0 | 0 | 0 | 0 | 0 | 0 | 0 | 0 | 0 | 0
0500001142 | EA | BOLT, 5/16â€³-18 X 1-1/4â€³, HEX HEAD, GRADE 5 | FASTENERS | BOLTS | BOLTS | CENTRAL STORES | 0 | 0 | 0 | 0 | 0 | 0 | 0 | 0 | 0 | 0 | 0 | 0 | 0 | 0 | 0 | 0 | 0 | 0 | 0 | 0 | 0 | 0 | 0 | 0 | 0 | 0
0500001150 | EA | BOLT, 5/16â€³-18 X 1-1/2â€³, HEX HEAD, GRADE 5 | FASTENERS | BOLTS | BOLTS | CENTRAL STORES | 0 | 0 | 0 | 0 | 0 | 0 | 0 | 0 | 0 | 0 | 0 | 0 | 0 | 0 | 0 | 0 | 0 | 0 | 0 | 0 | 0 | 0 | 0 | 0 | 0 | 0
0500001158 | EA | BOLT, 5/8â€³-11 X 4â€³,HEX HEAD, GRADE 5 | FASTENERS | BOLTS | BOLTS | CENTRAL STORES | 0 | 0 | 0 | 0 | 0 | 0 | 0 | 0 | 0 | 0 | 0 | 0 | 0 | 0 | 0 | 0 | 0 | 0 | 0 | 0 | 0 | 0 | 0 | 0 | 0 | 0
0500001162 | EA | BOLT, 5/16â€³-18 X 2-1/2â€³, HEX HEAD, GRADE 5 | FASTENERS | BOLTS | BOLTS | CENTRAL STORES | 0 | 0 | 0 | 0 | 0 | 0 | 0 | 0 | 0 | 0 | 0 | 0 | 0 | 0 | 0 | 0 | 0 | 0 | 0 | 0 | 0 | 0 | 0 | 0 | 0 | 0
0500001163 | EA | BOLT, 5/16â€³-18 X 1-3/4â€³,HEX HEAD, GRADE 5 | FASTENERS | BOLTS | BOLTS | CENTRAL STORES | 0 | 0 | 0 | 0 | 0 | 0 | 0 | 0 | 0 | 0 | 0 | 0 | 0 | 0 | 0 | 0 | 0 | 0 | 0 | 0 | 0 | 0 | 0 | 0 | 0 | 0
0500001169 | EA | BOLT, 5/16â€³-18 X 3-1/2â€³, HEX HEAD, GRADE 5 | FASTENERS | BOLTS | BOLTS | CENTRAL STORES | 0 | 0 | 0 | 0 | 0 | 0 | 0 | 0 | 0 | 0 | 0 | 0 | 0 | 0 | 0 | 0 | 0 | 0 | 0 | 0 | 0 | 0 | 0 | 0 | 0 | 0
0500001175 | EA | BOLT, 3/8â€³-16 X 1-1/2â€³, HEX HEAD, GRADE 5 | FASTENERS | BOLTS | BOLTS | CENTRAL STORES | 0 | 0 | 0 | 0 | 0 | 0 | 0 | 0 | 0 | 0 | 0 | 0 | 0 | 0 | 0 | 0 | 0 | 0 | 0 | 0 | 0 | 0 | 0 | 0 | 0 | 0
0500001182 | EA | BOLT, 3/8â€³-16 X 5-1/2â€³, HEX HEAD, GRADE 5 | FASTENERS | BOLTS | BOLTS | CENTRAL STORES | 0 | 0 | 0 | 0 | 0 | 0 | 0 | 0 | 0 | 0 | 0 | 0 | 0 | 0 | 0 | 0 | 0 | 0 | 0 | 0 | 0 | 0 | 0 | 0 | 0 | 0
0500001183 | EA | BOLT, 3/8â€³-16 X 4-1/2â€³, HEX HEAD, GRADE 5 | FASTENERS | BOLTS | BOLTS | CENTRAL STORES | 0 | 0 | 0 | 0 | 0 | 0 | 0 | 0 | 0 | 0 | 0 | 0 | 0 | 0 | 0 | 0 | 0 | 0 | 0 | 0 | 0 | 0 | 0 | 0 | 0 | 0
0500001185 | EA | BOLT, 3/8â€³-16 X 1â€³, HEX HEAD, GRADE 5 | FASTENERS | BOLTS | BOLTS | CENTRAL STORES | 0 | 0 | 0 | 0 | 0 | 0 | 0 | 0 | 0 | 0 | 0 | 0 | 0 | 0 | 0 | 0 | 0 | 0 | 0 | 0 | 0 | 0 | 0 | 0 | 0 | 0
0500001190 | EA | BOLT, 3/8â€³-16 X 6â€³, HEX HEAD, GRADE 5 | FASTENERS | BOLTS | BOLTS | CENTRAL STORES | 0 | 0 | 0 | 0 | 0 | 0 | 0 | 0 | 0 | 0 | 0 | 0 | 0 | 0 | 0 | 0 | 0 | 0 | 0 | 0 | 0 | 0 | 0 | 0 | 0 | 0
0500001197 | EA | BOLT, 3/8â€³-16 X 3-1/2â€³, HEX HEAD, GRADE 5 | FASTENERS | BOLTS | BOLTS | CENTRAL STORES | 0 | 0 | 0 | 0 | 0 | 0 | 0 | 0 | 0 | 0 | 0 | 0 | 0 | 0 | 0 | 0 | 0 | 0 | 0 | 0 | 0 | 0 | 0 | 0 | 0 | 0
0500001201 | EA | BOLT, 7/16â€³-14 X 2-1/2â€³, HEX HEAD, GRADE 5 | FASTENERS | BOLTS | BOLTS | CENTRAL STORES | 0 | 0 | 0 | 0 | 0 | 0 | 0 | 0 | 0 | 0 | 0 | 0 | 0 | 0 | 0 | 0 | 0 | 0 | 0 | 0 | 0 | 0 | 0 | 0 | 0 | 0
0500001202 | EA | BOLT, 7/16â€³-14 X 2â€³, HEX HEAD, GRADE 5 | FASTENERS | BOLTS | BOLTS | CENTRAL STORES | 0 | 0 | 0 | 0 | 0 | 0 | 0 | 0 | 0 | 0 | 0 | 0 | 0 | 0 | 0 | 0 | 0 | 0 | 0 | 0 | 0 | 0 | 0 | 0 | 0 | 0
0500001207 | EA | BOLT, 3/8â€³-16 X 2-1/4â€³, HEX HEAD, GRADE 5 | FASTENERS | BOLTS | BOLTS | CENTRAL STORES | 0 | 0 | 0 | 0 | 0 | 0 | 0 | 0 | 0 | 0 | 0 | 0 | 0 | 0 | 0 | 0 | 0 | 0 | 0 | 0 | 0 | 0 | 0 | 0 | 0 | 0
0500001217 | EA | BOLT, 1/4â€³-20 X 1-1/2â€³, HEX HEAD, (STAINLESS STEEL) | FASTENERS | BOLTS | BOLTS | CENTRAL STORES | 0 | 0 | 0 | 0 | 0 | 0 | 0 | 0 | 0 | 0 | 0 | 0 | 0 | 0 | 0 | 0 | 0 | 0 | 0 | 0 | 0 | 0 | 0 | 0 | 0 | 0
0500001223 | EA | BOLT, 3/8â€³-16 X 1â€³, HEX HEAD, (STAINLESS STEEL) | FASTENERS | BOLTS | BOLTS | CENTRAL STORES | 0 | 0 | 0 | 0 | 0 | 0 | 0 | 0 | 0 | 0 | 0 | 0 | 0 | 0 | 0 | 0 | 0 | 0 | 0 | 0 | 0 | 0 | 0 | 0 | 0 | 0
0500001225 | EA | BOLT, 1/2â€³-13 X 3/4â€³, HEX HEAD, (STAINLESS STEEL) | FASTENERS | BOLTS | BOLTS | CENTRAL STORES | 0 | 0 | 0 | 0 | 0 | 0 | 0 | 0 | 0 | 0 | 0 | 0 | 0 | 0 | 0 | 0 | 0 | 0 | 0 | 0 | 0 | 0 | 0 | 0 | 0 | 0
0500001226 | EA | BOLT, 3/8â€³-16 X 1-1/2â€³, HEX HEAD, (STAINLESS STEEL) | FASTENERS | BOLTS | BOLTS | CENTRAL STORES | 0 | 0 | 0 | 0 | 0 | 0 | 0 | 0 | 0 | 0 | 0 | 0 | 0 | 0 | 0 | 0 | 0 | 0 | 0 | 0 | 0 | 0 | 0 | 0 | 0 | 0
0500001227 | EA | BOLT, 3/8â€³-16 X 2â€³, HEX HEAD (STAINLESS STEEL) | FASTENERS | BOLTS | BOLTS | CENTRAL STORES | 0 | 0 | 0 | 0 | 0 | 0 | 0 | 0 | 0 | 0 | 0 | 0 | 0 | 0 | 0 | 0 | 0 | 0 | 0 | 0 | 0 | 0 | 0 | 0 | 0 | 0
0500001228 | EA | BOLT, 3/8â€³-16 X 2-1/2â€³, HEX HEAD | FASTENERS | BOLTS | BOLTS | CENTRAL STORES | 0 | 0 | 0 | 0 | 0 | 0 | 0 | 0 | 0 | 0 | 0 | 0 | 0 | 0 | 0 | 0 | 0 | 0 | 0 | 0 | 0 | 0 | 0 | 0 | 0 | 0
0500001229 | EA | BOLT, 1/2â€³-13 X 2â€³, HEX HEAD (STAINLESS STEEL) | FASTENERS | BOLTS | BOLTS | CENTRAL STORES | 0 | 0 | 0 | 0 | 0 | 0 | 0 | 0 | 0 | 0 | 0 | 0 | 0 | 0 | 0 | 0 | 0 | 0 | 0 | 0 | 0 | 0 | 0 | 0 | 0 | 0
0500001233 | EA | BOLT, 6MM-1.0 X 10MM, HEX HEAD, GRADE 5 023039 | FASTENERS | BOLTS | BOLTS | CENTRAL STORES | 0 | 0 | 0 | 0 | 0 | 0 | 0 | 0 | 0 | 0 | 0 | 0 | 0 | 0 | 0 | 0 | 0 | 0 | 0 | 0 | 0 | 0 | 0 | 0 | 0 | 0
0500001234 | EA | BOLT, 6MM-1.0 X 12MM, HEX HEAD, GRADE 5023047 | FASTENERS | BOLTS | BOLTS | CENTRAL STORES | 0 | 0 | 0 | 0 | 0 | 0 | 0 | 0 | 0 | 0 | 0 | 0 | 0 | 0 | 0 | 0 | 0 | 0 | 0 | 0 | 0 | 0 | 0 | 0 | 0 | 0
0500001235 | EA | BOLT, 6MM-1.0 X 16MM, HEX HEAD, GRADE 5 | FASTENERS | BOLTS | BOLTS | CENTRAL STORES | 0 | 0 | 0 | 0 | 0 | 0 | 0 | 0 | 0 | 0 | 0 | 0 | 0 | 0 | 0 | 0 | 0 | 0 | 0 | 0 | 0 | 0 | 0 | 0 | 0 | 0
0500001242 | EA | BOLT, 8MM-1.25 X 25MM, HEX HEAD, GRADE 5 | FASTENERS | BOLTS | BOLTS | CENTRAL STORES | 0 | 0 | 0 | 0 | 0 | 0 | 0 | 0 | 0 | 0 | 0 | 0 | 0 | 0 | 0 | 0 | 0 | 0 | 0 | 0 | 0 | 0 | 0 | 0 | 0 | 0
0500001243 | EA | BOLT, 8MM-1.25 X 30MM, HEX HEAD, GRADE 5 | FASTENERS | BOLTS | BOLTS | CENTRAL STORES | 0 | 0 | 0 | 0 | 0 | 0 | 0 | 0 | 0 | 0 | 0 | 0 | 0 | 0 | 0 | 0 | 0 | 0 | 0 | 0 | 0 | 0 | 0 | 0 | 0 | 0
0500001257 | EA | BOLT, 10MM-1.5 X 20MM, HEX HEAD, GRADE 5 | FASTENERS | BOLTS | BOLTS | CENTRAL STORES | 0 | 0 | 0 | 0 | 0 | 0 | 0 | 0 | 0 | 0 | 0 | 0 | 0 | 0 | 0 | 0 | 0 | 0 | 0 | 0 | 0 | 0 | 0 | 0 | 0 | 0
0500001258 | EA | BOLT, 10MM-1.5 X 25MM, HEX HEAD, GRADE 5 (PLAIN) | FASTENERS | BOLTS | BOLTS | CENTRAL STORES | 0 | 0 | 0 | 0 | 0 | 0 | 0 | 0 | 0 | 0 | 0 | 0 | 0 | 0 | 0 | 0 | 0 | 0 | 0 | 0 | 0 | 0 | 0 | 0 | 0 | 0
0500001268 | EA | BOLT, 12MM-1.25 X 45MM,HEX HEAD, GRADE 5 | FASTENERS | BOLTS | BOLTS | CENTRAL STORES | 0 | 0 | 0 | 0 | 0 | 0 | 0 | 0 | 0 | 0 | 0 | 0 | 0 | 0 | 0 | 0 | 0 | 0 | 0 | 0 | 0 | 0 | 0 | 0 | 0 | 0
0500001296 | EA | BOLT, 1/4â€³ X 6â€³, SLOTTED ROUND HEAD TOGGLE | FASTENERS | BOLTS | BOLTS | CENTRAL STORES | 0 | 0 | 0 | 0 | 0 | 0 | 0 | 0 | 0 | 0 | 0 | 0 | 0 | 0 | 0 | 0 | 0 | 0 | 0 | 0 | 0 | 0 | 0 | 0 | 0 | 0
0500001297 | EA | BOLT, 1/4â€³ X 4â€³, SLOTTED ROUND HEAD TOGGLE | FASTENERS | BOLTS | BOLTS | CENTRAL STORES | 0 | 0 | 0 | 0 | 0 | 0 | 0 | 0 | 0 | 0 | 0 | 0 | 0 | 0 | 0 | 0 | 0 | 0 | 0 | 0 | 0 | 0 | 0 | 0 | 0 | 0
0500001298 | EA | BOLT, 3/8â€³ X 3â€³, SLOTTED ROUND HEAD TOGGLE | FASTENERS | BOLTS | BOLTS | CENTRAL STORES | 0 | 0 | 0 | 0 | 0 | 0 | 0 | 0 | 0 | 0 | 0 | 0 | 0 | 0 | 0 | 0 | 0 | 0 | 0 | 0 | 0 | 0 | 0 | 0 | 0 | 0
0500001299 | EA | BOLT, 3/8â€³ X 6â€³, SLOTTED ROUND HEAD TOGGLE | FASTENERS | BOLTS | BOLTS | CENTRAL STORES | 0 | 0 | 0 | 0 | 0 | 0 | 0 | 0 | 0 | 0 | 0 | 0 | 0 | 0 | 0 | 0 | 0 | 0 | 0 | 0 | 0 | 0 | 0 | 0 | 0 | 0
0500001302 | EA | BOLT, 3/16â€³ X 5â€³, SLOTTED ROUND HEAD TOGGLE*DEAD STOCK*WILL DISCONTINUE AFTER STOCK DEPLETED | FASTENERS | BOLTS | BOLTS | CENTRAL STORES | 0 | 0 | 0 | 0 | 0 | 0 | 0 | 0 | 0 | 0 | 0 | 0 | 0 | 0 | 0 | 0 | 0 | 0 | 0 | 0 | 0 | 0 | 0 | 0 | 0 | 0
0500001305 | EA | BOLT, 3/16â€³ X 4-1/2â€³, SLOTTED ROUND HEAD TOGGLE | FASTENERS | BOLTS | BOLTS | CENTRAL STORES | 0 | 0 | 0 | 0 | 0 | 0 | 0 | 0 | 0 | 0 | 0 | 0 | 0 | 0 | 0 | 0 | 0 | 0 | 0 | 0 | 0 | 0 | 0 | 0 | 0 | 0
0500001307 | EA | NUT, 3/8â€³-24, HEX LOCK NUT | FASTENERS | NUTS | NUTS | CENTRAL STORES | 0 | 0 | 0 | 0 | 0 | 0 | 0 | 0 | 0 | 0 | 0 | 0 | 0 | 0 | 0 | 0 | 0 | 0 | 0 | 0 | 0 | 0 | 0 | 0 | 0 | 0
0500001333 | EA | NUT, 9/16â€³-12, HEX | FASTENERS | NUTS | NUTS | CENTRAL STORES | 0 | 0 | 0 | 0 | 0 | 0 | 0 | 0 | 0 | 0 | 0 | 0 | 0 | 0 | 0 | 0 | 0 | 0 | 0 | 0 | 0 | 0 | 0 | 0 | 0 | 0
0500001335 | EA | NUT, 5/8â€³18, HEX | FASTENERS | NUTS | NUTS | CENTRAL STORES | 0 | 0 | 0 | 0 | 0 | 0 | 0 | 0 | 0 | 0 | 0 | 0 | 0 | 0 | 0 | 0 | 0 | 0 | 0 | 0 | 0 | 0 | 0 | 0 | 0 | 0
0500001341 | EA | NUT, 7/8â€³-14, HEX JAM | FASTENERS | NUTS | NUTS | CENTRAL STORES | 0 | 0 | 0 | 0 | 0 | 0 | 0 | 0 | 0 | 0 | 0 | 0 | 0 | 0 | 0 | 0 | 0 | 0 | 0 | 0 | 0 | 0 | 0 | 0 | 0 | 0
0500001342 | EA | NUT, 1â€³-8, HEX JAM | FASTENERS | NUTS | NUTS | CENTRAL STORES | 0 | 0 | 0 | 0 | 0 | 0 | 0 | 0 | 0 | 0 | 0 | 0 | 0 | 0 | 0 | 0 | 0 | 0 | 0 | 0 | 0 | 0 | 0 | 0 | 0 | 0
0500001355 | EA | NUT, #4-40, HEX | FASTENERS | NUTS | NUTS | CENTRAL STORES | 0 | 0 | 0 | 0 | 0 | 0 | 0 | 0 | 0 | 0 | 0 | 0 | 0 | 0 | 0 | 0 | 0 | 0 | 0 | 0 | 0 | 0 | 0 | 0 | 0 | 0
0500001357 | EA | NUT, #6-32, HEX | FASTENERS | NUTS | NUTS | CENTRAL STORES | 0 | 0 | 0 | 0 | 0 | 0 | 0 | 0 | 0 | 0 | 0 | 0 | 0 | 0 | 0 | 0 | 0 | 0 | 0 | 0 | 0 | 0 | 0 | 0 | 0 | 0
0500001358 | EA | NUT, #8-32, HEX | FASTENERS | NUTS | NUTS | CENTRAL STORES | 0 | 0 | 0 | 0 | 0 | 0 | 0 | 0 | 0 | 0 | 0 | 0 | 0 | 0 | 0 | 0 | 0 | 0 | 0 | 0 | 0 | 0 | 0 | 0 | 0 | 0
0500001359 | EA | NUT, #10-24, HEX | FASTENERS | NUTS | NUTS | CENTRAL STORES | 0 | 0 | 0 | 0 | 0 | 0 | 0 | 0 | 0 | 0 | 0 | 0 | 0 | 0 | 0 | 0 | 0 | 0 | 0 | 0 | 0 | 0 | 0 | 0 | 0 | 0
0500001360 | EA | NUT, #10-32, HEX | FASTENERS | NUTS | NUTS | CENTRAL STORES | 0 | 0 | 0 | 0 | 0 | 0 | 0 | 0 | 0 | 0 | 0 | 0 | 0 | 0 | 0 | 0 | 0 | 0 | 0 | 0 | 0 | 0 | 0 | 0 | 0 | 0
0500001361 | EA | NUT, #12-24, HEX | FASTENERS | NUTS | NUTS | CENTRAL STORES | 0 | 0 | 0 | 0 | 0 | 0 | 0 | 0 | 0 | 0 | 0 | 0 | 0 | 0 | 0 | 0 | 0 | 0 | 0 | 0 | 0 | 0 | 0 | 0 | 0 | 0
0500001363 | EA | NUT, 5/16â€³-18, HEX | FASTENERS | NUTS | NUTS | CENTRAL STORES | 0 | 0 | 0 | 0 | 0 | 0 | 0 | 0 | 0 | 0 | 0 | 0 | 0 | 0 | 0 | 0 | 0 | 0 | 0 | 0 | 0 | 0 | 0 | 0 | 0 | 0
0500001364 | EA | NUT, 3/8â€³-16, HEX | FASTENERS | NUTS | NUTS | CENTRAL STORES | 0 | 0 | 0 | 0 | 0 | 0 | 0 | 0 | 0 | 0 | 0 | 0 | 0 | 20 | 0 | 0 | 0 | 0 | 0 | 0 | 0 | 0 | 0 | 0 | 0 | 0
0500001365 | EA | NUT, 1/4â€³-28, HEX | FASTENERS | NUTS | NUTS | CENTRAL STORES | 0 | 0 | 0 | 0 | 0 | 0 | 0 | 0 | 0 | 0 | 0 | 0 | 0 | 0 | 0 | 0 | 0 | 0 | 0 | 0 | 0 | 0 | 0 | 0 | 0 | 0
0500001366 | EA | NUT, 5/16â€³-24, HEX | FASTENERS | NUTS | NUTS | CENTRAL STORES | 0 | 0 | 0 | 0 | 0 | 0 | 0 | 0 | 0 | 0 | 0 | 0 | 0 | 0 | 0 | 0 | 0 | 0 | 0 | 0 | 0 | 0 | 0 | 0 | 0 | 0
0500001367 | EA | NUT, 3/8â€³-24, HEX | FASTENERS | NUTS | NUTS | CENTRAL STORES | 0 | 0 | 0 | 0 | 0 | 0 | 0 | 0 | 0 | 0 | 0 | 0 | 0 | 0 | 0 | 0 | 0 | 0 | 0 | 0 | 0 | 0 | 0 | 0 | 0 | 0
0500001369 | EA | NUT, 3/4â€³-10, HEX | FASTENERS | NUTS | NUTS | CENTRAL STORES | 0 | 0 | 0 | 0 | 0 | 0 | 0 | 0 | 0 | 0 | 0 | 0 | 0 | 0 | 0 | 0 | 0 | 0 | 0 | 0 | 0 | 0 | 0 | 0 | 0 | 0
0500001371 | EA | NUT, 7/16â€³-14, HEX | FASTENERS | NUTS | NUTS | CENTRAL STORES | 0 | 0 | 0 | 0 | 0 | 0 | 0 | 0 | 0 | 0 | 0 | 0 | 0 | 0 | 0 | 0 | 0 | 0 | 0 | 0 | 0 | 0 | 0 | 0 | 0 | 0
0500001373 | EA | NUT, 5/8â€³-11, HEX (SCAG) | FASTENERS | NUTS | NUTS | CENTRAL STORES | 0 | 0 | 0 | 0 | 0 | 0 | 0 | 0 | 0 | 0 | 0 | 0 | 0 | 0 | 0 | 0 | 0 | 0 | 0 | 0 | 0 | 0 | 0 | 0 | 0 | 0
0500001376 | EA | NUT, #8-32, HEX, (STAINLESS STEEL) | FASTENERS | NUTS | NUTS | CENTRAL STORES | 0 | 0 | 0 | 0 | 0 | 0 | 0 | 0 | 0 | 0 | 0 | 0 | 0 | 0 | 0 | 0 | 0 | 0 | 0 | 0 | 0 | 0 | 0 | 0 | 0 | 0
0500001380 | EA | NUT, 1/4â€³-28, HEX, (STAINLESS) | FASTENERS | NUTS | NUTS | CENTRAL STORES | 0 | 0 | 0 | 0 | 0 | 0 | 0 | 0 | 0 | 0 | 0 | 0 | 0 | 0 | 0 | 0 | 0 | 0 | 0 | 0 | 0 | 0 | 0 | 0 | 0 | 0
0500001381 | EA | NUT, 5/16â€³-18, HEX, (STAINLESS) | FASTENERS | NUTS | NUTS | CENTRAL STORES | 0 | 0 | 0 | 0 | 0 | 0 | 0 | 0 | 0 | 0 | 0 | 0 | 0 | 0 | 0 | 0 | 0 | 0 | 0 | 0 | 0 | 0 | 0 | 0 | 0 | 0
0500001382 | EA | NUT, 3/8â€³-16, HEX, (STAINLESS) | FASTENERS | NUTS | NUTS | CENTRAL STORES | 0 | 0 | 0 | 0 | 0 | 0 | 0 | 0 | 0 | 0 | 0 | 0 | 0 | 0 | 0 | 0 | 0 | 0 | 0 | 0 | 0 | 0 | 0 | 0 | 0 | 0
0500001383 | EA | NUT, 1/2â€³-13, HEX, (STAINLESS) | FASTENERS | NUTS | NUTS | CENTRAL STORES | 0 | 0 | 0 | 0 | 0 | 0 | 0 | 0 | 0 | 0 | 0 | 0 | 0 | 0 | 0 | 0 | 0 | 0 | 0 | 0 | 0 | 0 | 0 | 0 | 0 | 0
0500001384 | EA | NUT, 5/8â€³-11, HEX, (STAINLESS) | FASTENERS | NUTS | NUTS | CENTRAL STORES | 0 | 0 | 0 | 0 | 0 | 0 | 0 | 0 | 0 | 0 | 0 | 0 | 0 | 0 | 0 | 0 | 0 | 0 | 0 | 0 | 0 | 0 | 0 | 0 | 0 | 0
0500001388 | EA | NUT, 10MM-1.5, HEX | FASTENERS | NUTS | NUTS | CENTRAL STORES | 0 | 0 | 0 | 0 | 0 | 0 | 0 | 0 | 0 | 0 | 0 | 0 | 0 | 0 | 0 | 0 | 0 | 0 | 0 | 0 | 0 | 0 | 0 | 0 | 0 | 0
0500001389 | EA | NUT, 12MM-1.25, HEX, (PLAIN) | FASTENERS | NUTS | NUTS | CENTRAL STORES | 0 | 0 | 0 | 0 | 0 | 0 | 0 | 0 | 0 | 0 | 0 | 0 | 0 | 0 | 0 | 0 | 0 | 0 | 0 | 0 | 0 | 0 | 0 | 0 | 0 | 0
0500001392 | EA | NUT, 14MM-2.0, HEX | FASTENERS | NUTS | NUTS | CENTRAL STORES | 0 | 0 | 0 | 0 | 0 | 0 | 0 | 0 | 0 | 0 | 0 | 0 | 0 | 0 | 0 | 0 | 0 | 0 | 0 | 0 | 0 | 0 | 0 | 0 | 0 | 0
0500001395 | EA | NUT, 5/8â€³-11, NYLON INSERT LOCK | FASTENERS | NUTS | NUTS | CENTRAL STORES | 0 | 0 | 0 | 0 | 0 | 0 | 0 | 0 | 0 | 0 | 0 | 0 | 0 | 0 | 0 | 0 | 0 | 0 | 0 | 0 | 0 | 0 | 0 | 0 | 0 | 0
0500001397 | EA | NUT, 3/4â€³-13, NYLON INSERT LOCK | FASTENERS | NUTS | NUTS | CENTRAL STORES | 0 | 0 | 0 | 0 | 0 | 0 | 0 | 0 | 0 | 0 | 0 | 0 | 0 | 0 | 0 | 0 | 0 | 0 | 0 | 0 | 0 | 0 | 0 | 0 | 0 | 0
0500001403 | EA | NUT, 5/16â€³-18, NYLON INSERT LOCK | FASTENERS | NUTS | NUTS | CENTRAL STORES | 0 | 0 | 0 | 0 | 0 | 0 | 0 | 0 | 0 | 0 | 0 | 0 | 0 | 0 | 0 | 0 | 0 | 0 | 0 | 0 | 0 | 0 | 0 | 0 | 0 | 0
0500001404 | EA | NUT, 7/16â€³-20, NYLON INSERT LOCK | FASTENERS | NUTS | NUTS | CENTRAL STORES | 0 | 0 | 0 | 0 | 0 | 0 | 0 | 0 | 0 | 0 | 0 | 0 | 0 | 0 | 0 | 0 | 0 | 0 | 0 | 0 | 0 | 0 | 0 | 0 | 0 | 0
0500001406 | EA | NUT, 3/8â€³-24, NYLON INSERT LOCK | FASTENERS | NUTS | NUTS | CENTRAL STORES | 0 | 0 | 0 | 0 | 0 | 0 | 0 | 0 | 0 | 0 | 0 | 0 | 0 | 0 | 0 | 0 | 0 | 0 | 0 | 0 | 0 | 0 | 0 | 0 | 0 | 0
0500001409 | EA | NUT, 1/2â€³-20, NYLON INSERT LOCK | FASTENERS | NUTS | NUTS | CENTRAL STORES | 0 | 0 | 0 | 0 | 0 | 0 | 0 | 0 | 0 | 0 | 0 | 0 | 0 | 0 | 0 | 0 | 0 | 0 | 0 | 0 | 0 | 0 | 0 | 0 | 0 | 0
0500001413 | EA | NUT, 3/8â€³-16, NYLON INSERT LOCK | FASTENERS | NUTS | NUTS | CENTRAL STORES | 0 | 0 | 0 | 0 | 0 | 0 | 0 | 0 | 0 | 0 | 0 | 0 | 0 | 0 | 0 | 0 | 0 | 0 | 0 | 0 | 0 | 0 | 0 | 0 | 0 | 0
0500001415 | EA | NUT, 7/16â€³-14, NYLON INSERT LOCK | FASTENERS | NUTS | NUTS | CENTRAL STORES | 0 | 0 | 0 | 0 | 0 | 0 | 0 | 0 | 0 | 0 | 0 | 0 | 0 | 0 | 0 | 0 | 0 | 0 | 0 | 0 | 0 | 0 | 0 | 0 | 0 | 0
0500001430 | EA | NUT, 1/4â€³-20, WING | FASTENERS | NUTS | NUTS | CENTRAL STORES | 0 | 0 | 0 | 0 | 0 | 0 | 0 | 0 | 0 | 0 | 0 | 0 | 0 | 0 | 0 | 0 | 0 | 0 | 0 | 0 | 0 | 0 | 0 | 0 | 0 | 0
0500001431 | EA | NUT, 5/16â€³-18, WING | FASTENERS | NUTS | NUTS | CENTRAL STORES | 0 | 0 | 0 | 0 | 0 | 0 | 0 | 0 | 0 | 0 | 0 | 0 | 0 | 0 | 0 | 0 | 0 | 0 | 0 | 0 | 0 | 0 | 0 | 0 | 0 | 0
0500001435 | EA | SCREW, #6 X 1-1/4â€³, COARSE THREAD, DRYWALL SCREW | FASTENERS | SCREWS | SCREWS | CENTRAL STORES | 0 | 0 | 0 | 0 | 0 | 0 | 0 | 0 | 0 | 0 | 0 | 0 | 0 | 0 | 0 | 0 | 0 | 0 | 0 | 0 | 0 | 0 | 0 | 0 | 0 | 0
0500001437 | EA | SCREW, #8 X 2-1/2, GRABBER, GALV. | FASTENERS | SCREWS | SCREWS | CENTRAL STORES | 0 | 0 | 0 | 0 | 0 | 0 | 0 | 0 | 0 | 0 | 0 | 0 | 0 | 0 | 0 | 0 | 0 | 0 | 0 | 0 | 0 | 0 | 0 | 0 | 0 | 0
0500001439 | EA | SCREW, #8-18 X 1â€³, HEX HEAD TEK, W/WASHER | FASTENERS | SCREWS | SCREWS | CENTRAL STORES | 0 | 0 | 0 | 0 | 0 | 0 | 0 | 0 | 0 | 0 | 0 | 0 | 0 | 0 | 0 | 0 | 0 | 0 | 0 | 0 | 0 | 0 | 0 | 0 | 0 | 0
0500001442 | EA | SCREW, #6 X 1-5/8â€³, GRABBER, 013162 | FASTENERS | SCREWS | SCREWS | CENTRAL STORES | 0 | 0 | 0 | 0 | 0 | 0 | 0 | 0 | 0 | 0 | 0 | 0 | 0 | 0 | 0 | 0 | 0 | 0 | 0 | 0 | 0 | 0 | 0 | 0 | 0 | 0
0500001443 | EA | SCREW, #6 X 2-1/2â€³, DRYWALL | FASTENERS | SCREWS | SCREWS | CENTRAL STORES | 0 | 0 | 0 | 0 | 0 | 0 | 0 | 0 | 0 | 0 | 0 | 0 | 0 | 0 | 0 | 0 | 0 | 0 | 0 | 0 | 0 | 0 | 0 | 0 | 0 | 0
0500001444 | PK | SCREW, #8 X 3â€³, DRY WALL, 016300 | FASTENERS | SCREWS | SCREWS | CENTRAL STORES | 0 | 0 | 0 | 0 | 0 | 0 | 0 | 0 | 0 | 0 | 0 | 0 | 0 | 0 | 0 | 0 | 0 | 0 | 0 | 0 | 0 | 0 | 0 | 0 | 0 | 0
0500001445 | EA | SCREW, #6 X 1-1/4â€³, DRYWALL, 013125 | FASTENERS | SCREWS | SCREWS | CENTRAL STORES | 0 | 0 | 0 | 0 | 0 | 0 | 0 | 0 | 0 | 0 | 0 | 0 | 0 | 0 | 0 | 0 | 0 | 0 | 0 | 0 | 0 | 0 | 0 | 0 | 0 | 0
0500001458 | EA | SCREW, #6 X 1â€³, GRABBER | FASTENERS | SCREWS | SCREWS | CENTRAL STORES | 0 | 0 | 0 | 0 | 0 | 0 | 0 | 0 | 0 | 0 | 0 | 0 | 0 | 0 | 0 | 0 | 0 | 0 | 0 | 0 | 0 | 0 | 0 | 0 | 0 | 0
0500001459 | EA | SCREW, #6 X 2â€³, GRABBER | FASTENERS | SCREWS | SCREWS | CENTRAL STORES | 0 | 0 | 0 | 0 | 0 | 0 | 0 | 0 | 0 | 0 | 0 | 0 | 0 | 0 | 0 | 0 | 0 | 0 | 0 | 0 | 0 | 0 | 0 | 0 | 0 | 0
0500001462 | EA | SCREW, 1/4â€³ X 1-1/2â€³, HEX HEAD, LAG | FASTENERS | SCREWS | SCREWS | CENTRAL STORES | 0 | 0 | 0 | 0 | 0 | 0 | 0 | 0 | 0 | 0 | 0 | 0 | 0 | 0 | 0 | 0 | 0 | 0 | 0 | 0 | 0 | 0 | 0 | 0 | 0 | 0
0500001467 | EA | SCREW, 5/16â€³ X 2-1/2â€³, HEX HEAD LAG | FASTENERS | SCREWS | SCREWS | CENTRAL STORES | 0 | 0 | 0 | 0 | 0 | 0 | 0 | 0 | 0 | 0 | 0 | 0 | 0 | 0 | 0 | 0 | 0 | 0 | 0 | 0 | 0 | 0 | 0 | 0 | 0 | 0
0500001469 | EA | SCREW, 1/4â€³ X 2â€³, HEX HEAD LAG | FASTENERS | SCREWS | SCREWS | CENTRAL STORES | 0 | 0 | 0 | 0 | 0 | 0 | 0 | 0 | 0 | 0 | 0 | 0 | 0 | 0 | 0 | 0 | 0 | 0 | 0 | 0 | 0 | 0 | 0 | 0 | 0 | 0
0500001488 | EA | MACHINE SCREW, #6-32 X 2-1/2 INCH SLOT FLAT HEAD MACHINE SCREW | FASTENERS | SCREWS | SCREWS | CENTRAL STORES | 0 | 0 | 0 | 0 | 0 | 0 | 0 | 0 | 0 | 0 | 0 | 0 | 0 | 0 | 0 | 0 | 0 | 0 | 0 | 0 | 0 | 0 | 0 | 0 | 0 | 0
0500001537 | EA | SCREW, 3/8â€³ X 3â€³, SLOTTED, ROUND HEAD, MACHINE | FASTENERS | SCREWS | SCREWS | CENTRAL STORES | 0 | 0 | 0 | 0 | 0 | 0 | 0 | 0 | 0 | 0 | 0 | 0 | 0 | 0 | 0 | 0 | 0 | 0 | 0 | 0 | 0 | 0 | 0 | 0 | 0 | 0
0500001544 | EA | SCREW, 1/4â€³-20 X 3â€³, SLOTTED, ROUND HEAD, MACHINE | FASTENERS | SCREWS | SCREWS | CENTRAL STORES | 0 | 0 | 0 | 0 | 0 | 0 | 0 | 0 | 0 | 0 | 0 | 0 | 0 | 0 | 0 | 0 | 0 | 0 | 0 | 0 | 0 | 0 | 0 | 0 | 0 | 0
0500001545 | EA | SCREW, 1/4â€³-20 X 2-1/2â€³, SLOTTED, ROUND HEAD, MACHINE | FASTENERS | SCREWS | SCREWS | CENTRAL STORES | 0 | 0 | 0 | 0 | 0 | 0 | 0 | 0 | 0 | 0 | 0 | 0 | 0 | 0 | 0 | 0 | 0 | 0 | 0 | 0 | 0 | 0 | 0 | 0 | 0 | 0
0500001546 | EA | SCREW, 1/4â€³-20 X 2â€³, SLOTTED, ROUND HEAD, MACHINE | FASTENERS | SCREWS | SCREWS | CENTRAL STORES | 0 | 0 | 0 | 0 | 0 | 0 | 0 | 0 | 0 | 0 | 0 | 0 | 0 | 0 | 0 | 0 | 0 | 0 | 0 | 0 | 0 | 0 | 0 | 0 | 0 | 0
0500001547 | EA | SCREW, 1/4â€³-20 X 1-1/4â€³, SLOTTED, ROUND HEAD, MACHINE | FASTENERS | SCREWS | SCREWS | CENTRAL STORES | 0 | 0 | 0 | 0 | 0 | 0 | 0 | 0 | 0 | 0 | 0 | 0 | 0 | 0 | 0 | 0 | 0 | 0 | 0 | 0 | 0 | 0 | 0 | 0 | 0 | 0
0500001556 | EA | SCREW, 1/4â€³-20 X 3/4â€³, SLOTTED, FLAT HEAD, MACHINE | FASTENERS | SCREWS | SCREWS | CENTRAL STORES | 0 | 0 | 0 | 0 | 0 | 0 | 0 | 0 | 0 | 0 | 0 | 0 | 0 | 0 | 0 | 0 | 0 | 0 | 0 | 0 | 0 | 0 | 0 | 0 | 0 | 0
0500001557 | EA | SCREW, 1/4-20 X 3/4â€³, SLOTTED, ROUND HEAD, MACHINE | FASTENERS | SCREWS | SCREWS | CENTRAL STORES | 0 | 0 | 0 | 0 | 0 | 0 | 0 | 0 | 0 | 0 | 0 | 0 | 0 | 0 | 0 | 0 | 0 | 0 | 0 | 0 | 0 | 0 | 0 | 0 | 0 | 0
0500001559 | EA | SCREW, 1/4â€³-20 X 1-1/2â€³, SLOTTED, ROUND HEAD, MACHINE | FASTENERS | SCREWS | SCREWS | CENTRAL STORES | 0 | 0 | 0 | 0 | 0 | 0 | 0 | 0 | 0 | 0 | 0 | 0 | 0 | 0 | 0 | 0 | 0 | 0 | 0 | 0 | 0 | 0 | 0 | 0 | 0 | 0
0500001563 | EA | MACHINE SCREW, 5/16-18 X 2 INCH SLOT ROUND HEAD MACHINE SCREW | FASTENERS | SCREWS | SCREWS | CENTRAL STORES | 0 | 0 | 0 | 0 | 0 | 0 | 0 | 0 | 0 | 0 | 0 | 0 | 0 | 0 | 0 | 0 | 0 | 0 | 0 | 0 | 0 | 0 | 0 | 0 | 0 | 0
0500001583 | EA | SCREW, #10-32 X 2â€³, SLOTTED, FLAT HEAD, MACHINE | FASTENERS | SCREWS | SCREWS | CENTRAL STORES | 0 | 0 | 0 | 0 | 0 | 0 | 0 | 0 | 0 | 0 | 0 | 0 | 0 | 0 | 0 | 0 | 0 | 0 | 0 | 0 | 0 | 0 | 0 | 0 | 0 | 0
0500001584 | EA | SCREW, #10-32 X 1â€³, SLOTTED, FLAT HEAD, MACHINE | FASTENERS | SCREWS | SCREWS | CENTRAL STORES | 0 | 0 | 0 | 0 | 0 | 0 | 0 | 0 | 0 | 0 | 0 | 0 | 0 | 0 | 0 | 0 | 0 | 0 | 0 | 0 | 0 | 0 | 0 | 0 | 0 | 0
0500001586 | EA | SCREW, #8-32 X 3/4â€³, PHILLIPS, FLAT HEAD, MACHINE | FASTENERS | SCREWS | SCREWS | CENTRAL STORES | 0 | 0 | 0 | 0 | 0 | 0 | 0 | 0 | 0 | 0 | 0 | 0 | 0 | 0 | 0 | 0 | 0 | 0 | 0 | 0 | 0 | 0 | 0 | 0 | 0 | 0
0500001594 | EA | SCREW, #10-24 X 1â€³, SLOTTED, ROUND HEAD, MACHINE | FASTENERS | SCREWS | SCREWS | CENTRAL STORES | 0 | 0 | 0 | 0 | 0 | 0 | 0 | 0 | 0 | 0 | 0 | 0 | 0 | 0 | 0 | 0 | 0 | 0 | 0 | 0 | 0 | 0 | 0 | 0 | 0 | 0
0500001595 | EA | SCREW, #8-32 X 1â€³, PHILLIPS, ROUND HEAD, MACHINE | FASTENERS | SCREWS | SCREWS | CENTRAL STORES | 0 | 0 | 0 | 0 | 0 | 0 | 0 | 0 | 0 | 0 | 0 | 0 | 0 | 0 | 0 | 0 | 0 | 0 | 0 | 0 | 0 | 0 | 0 | 0 | 0 | 0
0500001607 | EA | SCREW, #10-24 X 1-1/4â€³, SLOTTED, ROUND HEAD, MACHINE | FASTENERS | SCREWS | SCREWS | CENTRAL STORES | 0 | 0 | 0 | 0 | 0 | 0 | 0 | 0 | 0 | 0 | 0 | 0 | 0 | 0 | 0 | 0 | 0 | 0 | 0 | 0 | 0 | 0 | 0 | 0 | 0 | 0
0500001608 | EA | SCREW, #12-32 X 1-1/2â€³, SLOTTED, ROUND HEAD, MACHINE | FASTENERS | SCREWS | SCREWS | CENTRAL STORES | 0 | 0 | 0 | 0 | 0 | 0 | 0 | 0 | 0 | 0 | 0 | 0 | 0 | 0 | 0 | 0 | 0 | 0 | 0 | 0 | 0 | 0 | 0 | 0 | 0 | 0
0500001613 | EA | SCREW, #6-32 X 2â€³, SLOTTED, ROUND HEAD, MACHINE | FASTENERS | SCREWS | SCREWS | CENTRAL STORES | 0 | 0 | 0 | 0 | 0 | 0 | 0 | 0 | 0 | 0 | 0 | 0 | 0 | 0 | 0 | 0 | 0 | 0 | 0 | 0 | 0 | 0 | 0 | 0 | 0 | 0
0500001843 | EA | SCREW, #6 X 1-1/4â€³, PHILLIPS, PAN HEAD, SHEET METAL | FASTENERS | SCREWS | SCREWS | CENTRAL STORES | 0 | 0 | 0 | 0 | 0 | 0 | 0 | 0 | 0 | 0 | 0 | 0 | 0 | 0 | 0 | 0 | 0 | 0 | 0 | 0 | 0 | 0 | 0 | 0 | 0 | 0
0500001844 | EA | SCREW, #8 X 2â€³,PHILLIPS, PAN HEAD, SHEET METAL | FASTENERS | SCREWS | SCREWS | CENTRAL STORES | 0 | 0 | 0 | 0 | 0 | 0 | 0 | 0 | 0 | 0 | 0 | 0 | 0 | 0 | 0 | 0 | 0 | 0 | 0 | 0 | 0 | 0 | 0 | 0 | 0 | 0
0500001848 | EA | SCREW, #10 X 3/4â€³, SLOTTED, PAN HEAD, SHEET METAL | FASTENERS | SCREWS | SCREWS | CENTRAL STORES | 0 | 0 | 0 | 0 | 0 | 0 | 0 | 0 | 0 | 0 | 0 | 0 | 0 | 0 | 0 | 0 | 0 | 0 | 0 | 0 | 0 | 0 | 0 | 0 | 0 | 0
0500001849 | EA | SCREW, #10 X 1-1/4â€³, PHILLIPS, PAN HEAD, SHEET METAL | FASTENERS | SCREWS | SCREWS | CENTRAL STORES | 0 | 0 | 0 | 0 | 0 | 0 | 0 | 0 | 0 | 0 | 0 | 0 | 0 | 0 | 0 | 0 | 0 | 0 | 0 | 0 | 0 | 0 | 0 | 0 | 0 | 0
0500001850 | EA | SCREW, #8 X 1-1/4â€³, SLOTTED, PAN HEAD, SHEET METAL | FASTENERS | SCREWS | SCREWS | CENTRAL STORES | 0 | 0 | 0 | 0 | 0 | 0 | 0 | 0 | 0 | 0 | 0 | 0 | 0 | 0 | 0 | 0 | 0 | 0 | 0 | 0 | 0 | 0 | 0 | 0 | 0 | 0
0500001852 | EA | SCREW, #8 X 1-1/4â€³, PHILLIPS, PAN HEAD, SHEET METAL | FASTENERS | SCREWS | SCREWS | CENTRAL STORES | 0 | 0 | 0 | 0 | 0 | 0 | 0 | 0 | 0 | 0 | 0 | 0 | 0 | 0 | 0 | 0 | 0 | 0 | 0 | 0 | 0 | 0 | 0 | 0 | 0 | 0
0500001858 | EA | SCREW, #10 X 1-1/2â€³, PHILLIPS, PAN HEAD, SHEET METAL | FASTENERS | SCREWS | SCREWS | CENTRAL STORES | 0 | 0 | 0 | 0 | 0 | 0 | 0 | 0 | 0 | 0 | 0 | 0 | 0 | 0 | 0 | 0 | 0 | 0 | 0 | 0 | 0 | 0 | 0 | 0 | 0 | 0
0500001862 | EA | SCREW, #12 X 1/2â€³, PHILLIPS, PAN HEAD, SHEET METAL | FASTENERS | SCREWS | SCREWS | CENTRAL STORES | 0 | 0 | 0 | 0 | 0 | 0 | 0 | 0 | 0 | 0 | 0 | 0 | 0 | 0 | 0 | 0 | 0 | 0 | 0 | 0 | 0 | 0 | 0 | 0 | 0 | 0
0500001863 | EA | SCREW, #12 X 3/4â€³, PHILLIPS, PAN HEAD, SHEET METAL | FASTENERS | SCREWS | SCREWS | CENTRAL STORES | 0 | 0 | 0 | 0 | 0 | 0 | 0 | 0 | 0 | 0 | 0 | 0 | 0 | 0 | 0 | 0 | 0 | 0 | 0 | 0 | 0 | 0 | 0 | 0 | 0 | 0
0500001871 | EA | SCREW, #10 X 2â€³, PHILLIPS, PAN HEAD, SHEET METAL | FASTENERS | SCREWS | SCREWS | CENTRAL STORES | 0 | 0 | 0 | 0 | 0 | 0 | 0 | 0 | 0 | 0 | 0 | 0 | 0 | 0 | 0 | 0 | 0 | 0 | 0 | 0 | 0 | 0 | 0 | 0 | 0 | 0
0500001872 | EA | SCREW, #10 X 1-3/4â€³, PHILLIPS, PAN HEAD, SHEET METAL | FASTENERS | SCREWS | SCREWS | CENTRAL STORES | 0 | 0 | 0 | 0 | 0 | 0 | 0 | 0 | 0 | 0 | 0 | 0 | 0 | 0 | 0 | 0 | 0 | 0 | 0 | 0 | 0 | 0 | 0 | 0 | 0 | 0
0500001882 | EA | SCREW, #10 X 3â€³, SLOTTED, PAN HEAD, SHEET METAL | FASTENERS | SCREWS | SCREWS | CENTRAL STORES | 0 | 0 | 0 | 0 | 0 | 0 | 0 | 0 | 0 | 0 | 0 | 0 | 0 | 0 | 0 | 0 | 0 | 0 | 0 | 0 | 0 | 0 | 0 | 0 | 0 | 0
0500001886 | EA | SCREW, #12 X 1/2â€³, SLOTTED, HEX WASHER HEAD, SHEET METAL | FASTENERS | SCREWS | SCREWS | CENTRAL STORES | 0 | 0 | 0 | 0 | 0 | 0 | 0 | 0 | 0 | 0 | 0 | 0 | 0 | 0 | 0 | 0 | 0 | 0 | 0 | 0 | 0 | 0 | 0 | 0 | 0 | 0
0500001889 | EA | SCREW, #10 X 3/4â€³, SLOTTED, HEX WASHER HEAD, SHEET METAL | FASTENERS | SCREWS | SCREWS | CENTRAL STORES | 0 | 0 | 0 | 0 | 0 | 0 | 0 | 0 | 0 | 0 | 0 | 0 | 0 | 0 | 0 | 0 | 0 | 0 | 0 | 0 | 0 | 0 | 0 | 0 | 0 | 0
0500001890 | EA | SCREW, #8 X 1/2â€³, SLOTTED, HEX WASHER HEAD, SHEET METAL | FASTENERS | SCREWS | SCREWS | CENTRAL STORES | 0 | 0 | 0 | 0 | 0 | 0 | 0 | 0 | 0 | 0 | 0 | 0 | 0 | 0 | 0 | 0 | 0 | 0 | 0 | 0 | 0 | 0 | 0 | 0 | 0 | 0
0500001893 | EA | SCREW, #10 X 1-1/2â€³, SLOTTED, HEX WASHER HEAD, SHEET METAL | FASTENERS | SCREWS | SCREWS | CENTRAL STORES | 0 | 0 | 0 | 0 | 0 | 0 | 0 | 0 | 0 | 0 | 0 | 0 | 0 | 0 | 0 | 0 | 0 | 0 | 0 | 0 | 0 | 0 | 0 | 0 | 0 | 0
0500001903 | EA | SCREW, #8 X 3/4â€³, SLOTTED, HEX WASHER HEAD, SHEET METAL | FASTENERS | SCREWS | SCREWS | CENTRAL STORES | 0 | 0 | 0 | 0 | 0 | 0 | 0 | 0 | 0 | 0 | 0 | 0 | 0 | 0 | 0 | 0 | 0 | 0 | 0 | 0 | 0 | 0 | 0 | 0 | 0 | 0
0500001904 | EA | SCREW, 3/16â€³ X 4â€³, HEX WASHER HEAD, CONCRETE, TAPCON | FASTENERS | SCREWS | SCREWS | CENTRAL STORES | 0 | 0 | 0 | 0 | 0 | 0 | 0 | 0 | 0 | 0 | 0 | 0 | 0 | 0 | 0 | 0 | 0 | 0 | 0 | 0 | 0 | 0 | 0 | 0 | 0 | 0
0500001905 | EA | SCREW, 3/16â€³ X 1-1/4â€³, PHILLIPS, FLAT HEAD, CONCRETE (TAPCON) | FASTENERS | SCREWS | SCREWS | CENTRAL STORES | 0 | 0 | 0 | 0 | 0 | 0 | 0 | 0 | 0 | 0 | 0 | 0 | 0 | 0 | 0 | 0 | 0 | 0 | 0 | 0 | 0 | 0 | 0 | 0 | 0 | 0
0500001908 | EA | SCREW, 3/16â€³ X 1-3/4â€³, HEX WASHER HEAD, CONCRETE (TAPCON) (HURRICANE ITEM) | FASTENERS | SCREWS | SCREWS | CENTRAL STORES | 0 | 0 | 0 | 0 | 0 | 0 | 0 | 0 | 0 | 0 | 0 | 0 | 0 | 0 | 0 | 0 | 0 | 0 | 0 | 0 | 0 | 0 | 0 | 0 | 0 | 0
0500001909 | EA | SCREW, 1/4â€³ X 2-3/4â€³, HEX WASHER HEAD, CONCRETE (TAPCON) | FASTENERS | SCREWS | SCREWS | CENTRAL STORES | 0 | 0 | 0 | 0 | 0 | 0 | 0 | 0 | 0 | 0 | 0 | 0 | 0 | 0 | 0 | 0 | 0 | 0 | 0 | 0 | 0 | 0 | 0 | 0 | 0 | 0
0500001910 | EA | SCREW, 3/16â€³ X 2-1/4â€³, SLOTTED, HEX WASHER HEAD, CONCRETE (TAPCON) | FASTENERS | SCREWS | SCREWS | CENTRAL STORES | 0 | 0 | 0 | 0 | 0 | 0 | 0 | 0 | 0 | 0 | 0 | 0 | 0 | 0 | 0 | 0 | 0 | 0 | 0 | 0 | 0 | 0 | 0 | 0 | 0 | 0
0500001911 | EA | SCREW, 3/16â€³ X 2-3/4â€³, HEX WASHER HEAD, CONCRETE (TAPCON) | FASTENERS | SCREWS | SCREWS | CENTRAL STORES | 0 | 0 | 0 | 0 | 0 | 0 | 0 | 0 | 0 | 0 | 0 | 0 | 0 | 0 | 0 | 0 | 0 | 0 | 0 | 0 | 0 | 0 | 0 | 0 | 0 | 0
0500001912 | EA | SCREW, 1/4â€³ X 3-1/4â€³, HEX WASHER HEAD, CONCRETE (TAPCON) | FASTENERS | SCREWS | SCREWS | CENTRAL STORES | 0 | 0 | 0 | 0 | 0 | 0 | 0 | 0 | 0 | 0 | 0 | 0 | 0 | 0 | 0 | 0 | 0 | 0 | 0 | 0 | 0 | 0 | 0 | 0 | 0 | 0
0500001914 | EA | SCREW, 1/4â€³ X 2-1/4â€³, HEX WASHER HEAD, CONCRETE (TAPCON) | FASTENERS | SCREWS | SCREWS | CENTRAL STORES | 0 | 0 | 0 | 0 | 0 | 0 | 0 | 0 | 0 | 0 | 0 | 0 | 0 | 0 | 0 | 0 | 0 | 0 | 0 | 0 | 0 | 0 | 0 | 0 | 0 | 0
0500001915 | EA | SCREW, 1/4â€³ X 6â€³, PHILLIPS, FLAT HEAD, CONCRETE (TAPCON) | FASTENERS | SCREWS | SCREWS | CENTRAL STORES | 0 | 0 | 0 | 0 | 0 | 0 | 0 | 0 | 0 | 0 | 0 | 0 | 0 | 0 | 0 | 0 | 0 | 0 | 0 | 0 | 0 | 0 | 0 | 0 | 0 | 0
0500001916 | EA | SCREW, 1/4â€³ X 5â€³, PHILLIPS, FLAT HEAD, CONCRETE(TAPCON) | FASTENERS | SCREWS | SCREWS | CENTRAL STORES | 0 | 0 | 0 | 0 | 0 | 0 | 0 | 0 | 0 | 0 | 0 | 0 | 0 | 0 | 0 | 0 | 0 | 0 | 0 | 0 | 0 | 0 | 0 | 0 | 0 | 0
0500001917 | EA | SCREW, 1/4â€³ X 4â€³, PHILLIPS, FLAT HEAD, CONCRETE (TAPCON) | FASTENERS | SCREWS | SCREWS | CENTRAL STORES | 0 | 0 | 0 | 0 | 0 | 0 | 0 | 0 | 0 | 0 | 0 | 0 | 0 | 0 | 0 | 0 | 0 | 0 | 0 | 0 | 0 | 0 | 0 | 0 | 0 | 0
0500001918 | EA | SCREW, 1/4â€³ X 3-1/4â€³, PHILLIPS, FLAT HEAD, CONCRETE (TAPCON) | FASTENERS | SCREWS | SCREWS | CENTRAL STORES | 0 | 0 | 0 | 0 | 0 | 0 | 0 | 0 | 0 | 0 | 0 | 0 | 0 | 0 | 0 | 0 | 0 | 0 | 0 | 0 | 0 | 0 | 0 | 0 | 0 | 0
0500001919 | EA | SCREW, 3/16â€³ X 2 -3/4â€³, PHILLIPS, FLAT HEAD, CONCRETE (TAPCON) | FASTENERS | SCREWS | SCREWS | CENTRAL STORES | 0 | 0 | 0 | 0 | 0 | 0 | 0 | 0 | 0 | 0 | 0 | 0 | 0 | 0 | 0 | 0 | 0 | 0 | 0 | 0 | 0 | 0 | 0 | 0 | 0 | 0
0500001920 | EA | SCREW, 1/4â€³ X 2-1/4â€³, PHILLIPS, FLAT HEAD, CONCRETE (TAPCON) | FASTENERS | SCREWS | SCREWS | CENTRAL STORES | 0 | 0 | 0 | 0 | 0 | 0 | 0 | 0 | 0 | 0 | 0 | 0 | 0 | 0 | 0 | 0 | 0 | 0 | 0 | 0 | 0 | 0 | 0 | 0 | 0 | 0
0500001921 | EA | SCREW, 3/16â€³X 2-1/4â€³, PHILLIPS, FLAT HEAD, CONCRETE (TAPCON) | FASTENERS | SCREWS | SCREWS | CENTRAL STORES | 0 | 0 | 0 | 0 | 0 | 0 | 0 | 0 | 0 | 0 | 0 | 0 | 0 | 0 | 0 | 0 | 0 | 0 | 0 | 0 | 0 | 0 | 0 | 0 | 0 | 0
0500001922 | EA | SCREW, 1/4â€³ X 2-3/4â€³, PHILLIPS, FLAT HEAD, CONCRETE (TAPCON) | FASTENERS | SCREWS | SCREWS | CENTRAL STORES | 0 | 0 | 0 | 0 | 0 | 0 | 0 | 0 | 0 | 0 | 0 | 0 | 0 | 0 | 0 | 0 | 0 | 0 | 0 | 0 | 0 | 0 | 0 | 0 | 0 | 0
0500001923 | EA | SCREW, 1/4â€³ X 1-3/4â€³, PHILLIPS, FLAT HEAD, CONCRETE (TAPCON) | FASTENERS | SCREWS | SCREWS | CENTRAL STORES | 0 | 0 | 0 | 0 | 0 | 0 | 0 | 0 | 0 | 0 | 0 | 0 | 0 | 0 | 0 | 0 | 0 | 0 | 0 | 0 | 0 | 0 | 0 | 0 | 0 | 0
0500001924 | EA | SCREW, 1/4â€³ X 1-1/4â€³, HEX WASHER HEAD, CONCRETE (TAPCON) | FASTENERS | SCREWS | SCREWS | CENTRAL STORES | 0 | 0 | 0 | 0 | 0 | 0 | 0 | 0 | 0 | 0 | 0 | 0 | 0 | 0 | 0 | 0 | 0 | 0 | 0 | 0 | 0 | 0 | 0 | 0 | 0 | 0
0500001925 | EA | SCREW, #10 X 2â€³, HEX WASHER HEAD, TEK | FASTENERS | SCREWS | SCREWS | CENTRAL STORES | 0 | 0 | 0 | 0 | 0 | 0 | 0 | 0 | 0 | 0 | 0 | 0 | 0 | 0 | 0 | 0 | 0 | 0 | 0 | 0 | 0 | 0 | 0 | 0 | 0 | 0
0500001930 | EA | SCREW, #10-16 X 3/4â€³, HEX WASHER HEAD, TEK | FASTENERS | SCREWS | SCREWS | CENTRAL STORES | 0 | 0 | 0 | 0 | 0 | 0 | 0 | 0 | 0 | 0 | 0 | 0 | 0 | 0 | 0 | 0 | 0 | 0 | 0 | 0 | 0 | 0 | 0 | 0 | 0 | 0
0500001931 | EA | SCREW, #10-16 X 1â€³, HEX WASHER HEAD, TEK | FASTENERS | SCREWS | SCREWS | CENTRAL STORES | 0 | 0 | 0 | 0 | 0 | 0 | 0 | 0 | 0 | 0 | 0 | 0 | 0 | 0 | 0 | 0 | 0 | 0 | 0 | 0 | 0 | 0 | 0 | 0 | 0 | 0
0500001932 | EA | SCREW, #8-18 X 3/4â€³, HEX WASHER HEAD, TEK | FASTENERS | SCREWS | SCREWS | CENTRAL STORES | 0 | 0 | 0 | 0 | 0 | 0 | 0 | 0 | 0 | 0 | 0 | 0 | 0 | 0 | 0 | 0 | 0 | 0 | 0 | 0 | 0 | 0 | 0 | 0 | 0 | 0
0500001934 | EA | SCREW, #8 -18 X 1-1/2â€³, HEX WASHER HEAD, TEK | FASTENERS | SCREWS | SCREWS | CENTRAL STORES | 0 | 0 | 0 | 0 | 0 | 0 | 0 | 0 | 0 | 0 | 0 | 0 | 0 | 0 | 0 | 0 | 0 | 0 | 0 | 0 | 0 | 0 | 0 | 0 | 0 | 0
0500001937 | EA | SCREW, #8-18 X 1/2â€³, HEX WASHER HEAD, TEK | FASTENERS | SCREWS | SCREWS | CENTRAL STORES | 0 | 0 | 0 | 0 | 0 | 0 | 0 | 0 | 0 | 0 | 0 | 0 | 0 | 0 | 0 | 0 | 0 | 0 | 0 | 0 | 0 | 0 | 0 | 0 | 0 | 0
0500001938 | EA | SCREW, #1/4-14 X 1â€³, HEX WASHER HEAD, TEK, 024100 | FASTENERS | SCREWS | SCREWS | CENTRAL STORES | 0 | 0 | 0 | 0 | 0 | 0 | 0 | 0 | 0 | 0 | 0 | 0 | 0 | 0 | 0 | 0 | 0 | 0 | 0 | 0 | 0 | 0 | 0 | 0 | 0 | 0
0500001939 | EA | BOLT, #10-24 X 1â€³, VANDAL PROOF SEX | FASTENERS | BOLTS | BOLTS | CENTRAL STORES | 0 | 0 | 0 | 0 | 0 | 0 | 0 | 0 | 0 | 0 | 0 | 0 | 0 | 0 | 0 | 0 | 0 | 0 | 0 | 0 | 0 | 0 | 0 | 0 | 0 | 0
0500001961 | EA | SCREW, #14 X 1-1/2â€³, PHILLIPS, FLAT HEAD, WOOD | FASTENERS | SCREWS | SCREWS | CENTRAL STORES | 0 | 0 | 0 | 0 | 0 | 0 | 0 | 0 | 0 | 0 | 0 | 0 | 0 | 0 | 0 | 0 | 0 | 0 | 0 | 0 | 0 | 0 | 0 | 0 | 0 | 0
0500001978 | EA | SCREW, #8 X 2â€³, SLOTTED, FLAT HEAD, WOOD | FASTENERS | SCREWS | SCREWS | CENTRAL STORES | 0 | 0 | 0 | 0 | 0 | 0 | 0 | 0 | 0 | 0 | 0 | 0 | 0 | 0 | 0 | 0 | 0 | 0 | 0 | 0 | 0 | 0 | 0 | 0 | 0 | 0
0500001986 | EA | SCREW, #8 X 2-1/2â€³, PHILLIPS, FLAT HEAD, WOOD | FASTENERS | SCREWS | SCREWS | CENTRAL STORES | 0 | 0 | 0 | 0 | 0 | 0 | 0 | 0 | 0 | 0 | 0 | 0 | 0 | 0 | 0 | 0 | 0 | 0 | 0 | 0 | 0 | 0 | 0 | 0 | 0 | 0
0500001988 | EA | WASHER, 3/4â€³, USS, FLAT | FASTENERS | WASHERS | WASHERS | CENTRAL STORES | 0 | 0 | 0 | 0 | 0 | 0 | 0 | 0 | 0 | 0 | 0 | 0 | 0 | 0 | 0 | 0 | 0 | 0 | 0 | 0 | 0 | 0 | 0 | 0 | 0 | 0
0500001989 | EA | WASHER, FAUCET WASHERS ASSOC., FLAT, #W-158 | FASTENERS | WASHERS | WASHERS | CENTRAL STORES | 0 | 0 | 0 | 0 | 0 | 0 | 0 | 0 | 0 | 0 | 0 | 0 | 0 | 0 | 0 | 0 | 0 | 0 | 0 | 0 | 0 | 0 | 0 | 0 | 0 | 0
0500001990 | EA | SCREW, TAPCON 1/4 INCH X 3-3/4 INCH FLAT/HEX HEAD TAPCON SCREW | FASTENERS | SCREWS | SCREWS | CENTRAL STORES | 0 | 0 | 0 | 0 | 0 | 0 | 0 | 0 | 0 | 0 | 0 | 0 | 0 | 0 | 0 | 0 | 0 | 0 | 0 | 0 | 0 | 0 | 0 | 0 | 0 | 0
0500001999 | EA | WASHER, 1/4â€³ X 1â€³, FENDER, (ZINC COATED) | FASTENERS | WASHERS | WASHERS | CENTRAL STORES | 0 | 0 | 0 | 0 | 0 | 0 | 0 | 0 | 0 | 0 | 0 | 0 | 0 | 0 | 0 | 0 | 0 | 0 | 0 | 0 | 0 | 0 | 0 | 0 | 0 | 0
0500002000 | EA | WASHER, 3/8â€³ X 1-1/4â€³, FENDER, (ZINC) | FASTENERS | WASHERS | WASHERS | CENTRAL STORES | 0 | 0 | 0 | 0 | 0 | 0 | 0 | 0 | 0 | 0 | 0 | 0 | 0 | 0 | 0 | 0 | 0 | 0 | 0 | 0 | 0 | 0 | 0 | 0 | 0 | 0
0500002001 | EA | WASHER, 7/16â€³, FENDER | FASTENERS | WASHERS | WASHERS | CENTRAL STORES | 0 | 0 | 0 | 0 | 0 | 0 | 0 | 0 | 0 | 0 | 0 | 0 | 0 | 0 | 0 | 0 | 0 | 0 | 0 | 0 | 0 | 0 | 0 | 0 | 0 | 0
0500002002 | EA | WASHER, 1/2â€³, FENDER | FASTENERS | WASHERS | WASHERS | CENTRAL STORES | 0 | 0 | 0 | 0 | 0 | 0 | 0 | 0 | 0 | 0 | 0 | 0 | 0 | 0 | 0 | 0 | 0 | 0 | 0 | 0 | 0 | 0 | 0 | 0 | 0 | 0
0500002003 | EA | WASHER, 9/16â€³, FENDER | FASTENERS | WASHERS | WASHERS | CENTRAL STORES | 0 | 0 | 0 | 0 | 0 | 0 | 0 | 0 | 0 | 0 | 0 | 0 | 0 | 32 | 0 | 0 | 0 | 0 | 0 | 0 | 0 | 0 | 0 | 0 | 0 | 0
0500002004 | EA | WASHER, 5/8â€³, FENDER | FASTENERS | WASHERS | WASHERS | CENTRAL STORES | 0 | 0 | 0 | 0 | 0 | 0 | 0 | 0 | 0 | 0 | 0 | 0 | 0 | 0 | 0 | 0 | 0 | 0 | 0 | 0 | 0 | 0 | 0 | 0 | 0 | 0
0500002005 | EA | WASHER, 7/8â€³, FENDER | FASTENERS | WASHERS | WASHERS | CENTRAL STORES | 0 | 0 | 0 | 0 | 0 | 0 | 0 | 0 | 0 | 0 | 0 | 0 | 0 | 0 | 0 | 0 | 0 | 0 | 0 | 0 | 0 | 0 | 0 | 0 | 0 | 0
0500002007 | EA | WASHER, 5/16â€³ X 1-1/2â€³, FENDER | FASTENERS | WASHERS | WASHERS | CENTRAL STORES | 0 | 0 | 0 | 0 | 0 | 0 | 0 | 0 | 0 | 0 | 0 | 0 | 0 | 0 | 0 | 0 | 0 | 0 | 0 | 0 | 0 | 0 | 0 | 0 | 0 | 0
0500002008 | EA | WASHER, 3/16 X 1-1/4â€³, FENDER | FASTENERS | WASHERS | WASHERS | CENTRAL STORES | 0 | 0 | 0 | 0 | 0 | 0 | 0 | 0 | 0 | 0 | 0 | 0 | 0 | 0 | 0 | 0 | 0 | 0 | 0 | 0 | 0 | 0 | 0 | 0 | 0 | 0
0500002010 | EA | WASHER, 1/4â€³ X 1-1/4â€³, FENDER | FASTENERS | WASHERS | WASHERS | CENTRAL STORES | 0 | 0 | 0 | 0 | 0 | 0 | 0 | 0 | 0 | 0 | 0 | 0 | 0 | 0 | 0 | 0 | 0 | 0 | 0 | 0 | 0 | 0 | 0 | 0 | 0 | 0
0500002011 | EA | WASHER, 3/16 X 1â€³, FENDER | FASTENERS | WASHERS | WASHERS | CENTRAL STORES | 0 | 0 | 0 | 0 | 0 | 0 | 0 | 0 | 0 | 0 | 0 | 0 | 0 | 0 | 0 | 0 | 0 | 0 | 0 | 0 | 0 | 0 | 0 | 0 | 0 | 0
0500002012 | EA | WASHER, 3/4â€³, FLAT, (STAINLESS STEEL) | FASTENERS | WASHERS | WASHERS | CENTRAL STORES | 0 | 0 | 0 | 0 | 0 | 0 | 0 | 0 | 0 | 0 | 0 | 0 | 0 | 0 | 0 | 0 | 0 | 0 | 0 | 0 | 0 | 0 | 0 | 0 | 0 | 0
0500002013 | EA | WASHER, 7/16â€³, SAE, FLAT | FASTENERS | WASHERS | WASHERS | CENTRAL STORES | 0 | 0 | 0 | 0 | 0 | 0 | 0 | 0 | 0 | 0 | 0 | 0 | 0 | 0 | 0 | 0 | 0 | 0 | 0 | 0 | 0 | 0 | 0 | 0 | 0 | 0
0500002014 | EA | WASHER, 7/16â€³, LOCK | FASTENERS | WASHERS | WASHERS | CENTRAL STORES | 0 | 0 | 0 | 0 | 0 | 0 | 0 | 0 | 0 | 0 | 0 | 0 | 0 | 0 | 0 | 0 | 0 | 0 | 0 | 0 | 0 | 0 | 0 | 0 | 0 | 0
0500002015 | EA | WASHER, 1/2â€³, SAE, FLAT | FASTENERS | WASHERS | WASHERS | CENTRAL STORES | 0 | 0 | 0 | 0 | 0 | 0 | 0 | 0 | 0 | 0 | 0 | 0 | 0 | 0 | 0 | 0 | 0 | 0 | 0 | 0 | 0 | 0 | 0 | 0 | 0 | 0
0500002016 | EA | WASHER, 9/16â€³, SAE, FLAT | FASTENERS | WASHERS | WASHERS | CENTRAL STORES | 0 | 0 | 0 | 0 | 0 | 0 | 0 | 0 | 0 | 0 | 0 | 0 | 0 | 0 | 0 | 0 | 0 | 0 | 0 | 0 | 0 | 0 | 0 | 0 | 0 | 0
0500002017 | EA | WASHER, 5/8â€³, USS, FLAT | FASTENERS | WASHERS | WASHERS | CENTRAL STORES | 0 | 0 | 0 | 0 | 0 | 0 | 0 | 0 | 0 | 0 | 0 | 0 | 0 | 0 | 0 | 0 | 0 | 0 | 0 | 0 | 0 | 0 | 0 | 0 | 0 | 0
0500002023 | EA | WASHER, #8, SAE, FLAT | FASTENERS | WASHERS | WASHERS | CENTRAL STORES | 0 | 0 | 0 | 0 | 0 | 0 | 0 | 0 | 0 | 0 | 0 | 0 | 0 | 0 | 0 | 0 | 0 | 0 | 0 | 0 | 0 | 0 | 0 | 0 | 0 | 0
0500002024 | EA | WASHER, 3/8â€³, SAE, FLAT | FASTENERS | WASHERS | WASHERS | CENTRAL STORES | 0 | 0 | 0 | 0 | 0 | 0 | 0 | 0 | 0 | 0 | 0 | 0 | 0 | 0 | 0 | 0 | 0 | 0 | 0 | 0 | 0 | 0 | 0 | 0 | 0 | 0
0500002025 | EA | WASHER, 5/16â€³, SAE, FLAT | FASTENERS | WASHERS | WASHERS | CENTRAL STORES | 0 | 0 | 0 | 0 | 0 | 0 | 0 | 0 | 0 | 0 | 0 | 0 | 0 | 0 | 0 | 0 | 0 | 0 | 0 | 0 | 0 | 0 | 0 | 0 | 0 | 0
0500002026 | EA | WASHER, 1/4â€³, USS, FLAT | FASTENERS | WASHERS | WASHERS | CENTRAL STORES | 0 | 0 | 0 | 0 | 0 | 0 | 0 | 0 | 0 | 0 | 0 | 0 | 0 | 0 | 0 | 0 | 0 | 0 | 0 | 0 | 0 | 0 | 0 | 0 | 0 | 0
0500002027 | EA | WASHER, 5/16â€³, USS, FLAT | FASTENERS | WASHERS | WASHERS | CENTRAL STORES | 0 | 0 | 0 | 0 | 0 | 0 | 0 | 0 | 0 | 0 | 0 | 0 | 0 | 0 | 0 | 0 | 0 | 0 | 0 | 0 | 0 | 0 | 0 | 0 | 0 | 0
0500002028 | EA | WASHER, 3/8â€³, USS, FLAT | FASTENERS | WASHERS | WASHERS | CENTRAL STORES | 0 | 0 | 0 | 0 | 0 | 0 | 0 | 0 | 0 | 0 | 0 | 0 | 0 | 0 | 0 | 0 | 0 | 0 | 0 | 0 | 0 | 0 | 0 | 0 | 0 | 0
0500002029 | EA | WASHER, 1/2â€³, USS, FLAT | FASTENERS | WASHERS | WASHERS | CENTRAL STORES | 0 | 0 | 0 | 0 | 0 | 0 | 0 | 0 | 0 | 0 | 0 | 0 | 0 | 0 | 0 | 0 | 0 | 0 | 0 | 0 | 0 | 0 | 0 | 0 | 0 | 0
0500002030 | EA | WASHER, 7/16â€³, USS, FLAT | FASTENERS | WASHERS | WASHERS | CENTRAL STORES | 0 | 0 | 0 | 0 | 0 | 0 | 0 | 0 | 0 | 0 | 0 | 0 | 0 | 0 | 0 | 0 | 0 | 0 | 0 | 0 | 0 | 0 | 0 | 0 | 0 | 0
0500002031 | EA | WASHER, 9/16â€³, USS, FLAT | FASTENERS | WASHERS | WASHERS | CENTRAL STORES | 0 | 0 | 0 | 0 | 0 | 0 | 0 | 0 | 0 | 0 | 0 | 0 | 0 | 0 | 0 | 0 | 0 | 0 | 0 | 0 | 0 | 0 | 0 | 0 | 0 | 0
0500002032 | EA | WASHER, #4, FINISHING, (STAINLESS) | FASTENERS | WASHERS | WASHERS | CENTRAL STORES | 0 | 0 | 0 | 0 | 0 | 0 | 0 | 0 | 0 | 0 | 0 | 0 | 0 | 0 | 0 | 0 | 0 | 0 | 0 | 0 | 0 | 0 | 0 | 0 | 0 | 0
0500002033 | EA | WASHER, 5/16â€³, FLAT, (STAINLESS) | FASTENERS | WASHERS | WASHERS | CENTRAL STORES | 0 | 0 | 0 | 0 | 0 | 0 | 0 | 0 | 0 | 0 | 0 | 0 | 0 | 0 | 0 | 0 | 0 | 0 | 0 | 0 | 0 | 0 | 0 | 0 | 0 | 0
0500002034 | EA | WASHER, 3/8â€³, FLAT, (STAINLESS) | FASTENERS | WASHERS | WASHERS | CENTRAL STORES | 0 | 0 | 0 | 0 | 0 | 0 | 0 | 0 | 0 | 0 | 0 | 0 | 0 | 0 | 0 | 0 | 0 | 0 | 0 | 0 | 0 | 0 | 0 | 0 | 0 | 0
0500002037 | EA | WASHER, #10, FLAT, (STAINLESS) | FASTENERS | WASHERS | WASHERS | CENTRAL STORES | 0 | 0 | 0 | 0 | 0 | 0 | 0 | 0 | 0 | 0 | 0 | 0 | 0 | 0 | 0 | 0 | 0 | 0 | 0 | 0 | 0 | 0 | 0 | 0 | 0 | 0
0500002042 | EA | WASHER, 10MM, FLAT | FASTENERS | WASHERS | WASHERS | CENTRAL STORES | 0 | 0 | 0 | 0 | 0 | 0 | 0 | 0 | 0 | 0 | 0 | 0 | 0 | 0 | 0 | 0 | 0 | 0 | 0 | 0 | 0 | 0 | 0 | 0 | 0 | 0
0500002050 | EA | WASHER, 5/16â€³, LOCK | FASTENERS | WASHERS | WASHERS | CENTRAL STORES | 0 | 0 | 0 | 0 | 0 | 0 | 0 | 0 | 0 | 0 | 0 | 0 | 0 | 0 | 0 | 0 | 0 | 0 | 0 | 0 | 0 | 0 | 0 | 0 | 0 | 0
0500002051 | EA | WASHER, 3/8â€³, LOCK | FASTENERS | WASHERS | WASHERS | CENTRAL STORES | 0 | 0 | 0 | 0 | 0 | 0 | 0 | 0 | 0 | 0 | 0 | 0 | 0 | 0 | 0 | 0 | 0 | 0 | 0 | 0 | 0 | 0 | 0 | 0 | 0 | 0
0500002052 | EA | WASHER, 1/2â€³, LOCK | FASTENERS | WASHERS | WASHERS | CENTRAL STORES | 0 | 0 | 0 | 0 | 0 | 0 | 0 | 0 | 0 | 0 | 0 | 0 | 0 | 0 | 0 | 0 | 0 | 0 | 0 | 0 | 0 | 0 | 0 | 0 | 0 | 0
0500002053 | EA | WASHER, 5/8â€³, LOCK | FASTENERS | WASHERS | WASHERS | CENTRAL STORES | 0 | 0 | 0 | 0 | 0 | 0 | 0 | 0 | 0 | 0 | 0 | 0 | 0 | 0 | 0 | 0 | 0 | 0 | 0 | 0 | 0 | 0 | 0 | 0 | 0 | 0
0500002055 | EA | WASHER, 5/16â€³, LOCK, (STAINLESS) | FASTENERS | WASHERS | WASHERS | CENTRAL STORES | 0 | 0 | 0 | 0 | 0 | 0 | 0 | 0 | 0 | 0 | 0 | 0 | 0 | 0 | 0 | 0 | 0 | 0 | 0 | 0 | 0 | 0 | 0 | 0 | 0 | 0
0500002058 | EA | WASHER, 9/16â€³, LOCK | FASTENERS | WASHERS | WASHERS | CENTRAL STORES | 0 | 0 | 0 | 0 | 0 | 0 | 0 | 0 | 0 | 0 | 0 | 0 | 0 | 0 | 0 | 0 | 0 | 0 | 0 | 0 | 0 | 0 | 0 | 0 | 0 | 0
0500002063 | EA | WASHER, 5/16â€³, STAR | FASTENERS | WASHERS | WASHERS | CENTRAL STORES | 0 | 0 | 0 | 0 | 0 | 0 | 0 | 0 | 0 | 0 | 0 | 0 | 0 | 0 | 0 | 0 | 0 | 0 | 0 | 0 | 0 | 0 | 0 | 0 | 0 | 0
0500002075 | EA | SCREW, TAPCON 3/16 X 1-3/4 INCH PHILLIPS FLAT HEAD TAPCON SCREW | FASTENERS | SCREWS | SCREWS | CENTRAL STORES | 0 | 0 | 0 | 0 | 0 | 0 | 0 | 0 | 0 | 0 | 0 | 0 | 0 | 0 | 0 | 0 | 0 | 0 | 0 | 0 | 0 | 0 | 0 | 0 | 0 | 0
0500002084 | EA | ANCHOR, DRYWALL, KIT | FASTENERS | ANCHORS | ANCHORS | CENTRAL STORES | 0 | 0 | 0 | 0 | 0 | 0 | 0 | 0 | 0 | 0 | 0 | 0 | 0 | 0 | 0 | 0 | 0 | 0 | 0 | 0 | 0 | 0 | 0 | 0 | 0 | 0
0790001000 | EA | CAULK GUN, SMOOTH CAULKING GUN 1/1O | HAND TOOLS | CAULKING | CAULKING | CENTRAL STORES | 0 | 0 | 0 | 0 | 0 | 0 | 0 | 0 | 0 | 0 | 0 | 0 | 0 | 0 | 0 | 0 | 0 | 0 | 0 | 0 | 0 | 1 | 0 | 0 | 0 | 0
0790001001 | EA | CAULK, SILICONE FOR KITCHENS AND BATHROOMS (100% WHITE) | ADHESIVES | CAULK | CAULK | CENTRAL STORES | 0 | 0 | 0 | 0 | 6 | 0 | 0 | 0 | 10 | 0 | 4 | 0 | 0 | 0 | 0 | 6 | 0 | 0 | 0 | 0 | 0 | 3 | 0 | 0 | 0 | 0
0790001003 | EA | CAULK, ACRYLIC LATEX CAULK (10.1 OUNCE WHITE) | ADHESIVES | CAULK | CAULK | CENTRAL STORES | 0 | 0 | 0 | 1 | 16 | 0 | 0 | 0 | 0 | 0 | 0 | 0 | 0 | 0 | 12 | 0 | 0 | 0 | 0 | 0 | 0 | 3 | 0 | 0 | 0 | 0
0790001004 | EA | CAULK, BLACK, EXTERIOR, WINDOW, DOOR, SIDING & TRIM | ADHESIVES | CAULK | CAULK | CENTRAL STORES | 0 | 0 | 0 | 0 | 14 | 0 | 4 | 0 | 0 | 0 | 2 | 0 | 0 | 0 | 0 | 1 | 0 | 0 | 0 | 0 | 0 | 3 | 0 | 0 | 0 | 0
0790001008 | EA | SEALANT, SILICONE II, RUBBER (BLACK 100%) | ADHESIVES | CAULK | CAULK | CENTRAL STORES | 0 | 0 | 0 | 0 | 2 | 0 | 0 | 0 | 0 | 0 | 1 | 0 | 0 | 0 | 0 | 0 | 0 | 3 | 0 | 0 | 0 | 0 | 0 | 0 | 0 | 0
0790001016 | EA | SEALANT, SILICONE, LATEX, WHITE | ADHESIVES | CAULK | CAULK | CENTRAL STORES | 0 | 0 | 0 | 0 | 0 | 0 | 0 | 0 | 10 | 0 | 0 | 0 | 0 | 0 | 0 | 0 | 0 | 0 | 0 | 0 | 0 | 1 | 0 | 0 | 0 | 0
0790001017 | EA | SEALANT, FIRE STOP | ADHESIVES | CAULK | CAULK | CENTRAL STORES | 0 | 0 | 0 | 0 | 0 | 2 | 0 | 0 | 0 | 0 | 0 | 0 | 0 | 3 | 0 | 0 | 0 | 0 | 0 | 0 | 0 | 0 | 0 | 0 | 0 | 0
0870001120 | EA | STOP, DOOR, RUBBER WEDGE -GRAY | HARDWARE | DOOR STOPS | DOOR STOPS | CENTRAL STORES | 0 | 0 | 0 | 0 | 0 | 1 | 0 | 7 | 0 | 7 | 0 | 15 | 8 | 0 | 0 | 0 | 0 | 0 | 1 | 0 | 0 | 0 | 0 | 0 | 0 | 0
0900001000 | EA | DISPENSER, GOJO HAND SOAP, Y73196, 5271-06-NLGRY NO LOGO FMX-20 | CLEANING | RESTROOM EQUIP | RESTROOM EQUIP | CENTRAL STORES | 0 | 0 | 0 | 7 | 6 | 0 | 0 | 0 | 60 | 3 | 10 | 20 | 0 | 17 | 49 | 35 | 0 | 30 | 12 | 0 | 0 | 0 | 0 | 0 | 0 | 0
0900001004 | EA | VACUUM BAGS, (#5300), (25PK OF10), SENSOR, WINDSOR 5300 | CLEANING | EQUIPMENT | EQUIPMENT | CENTRAL STORES | 0 | 0 | 0 | 26 | 5 | 4 | 33 | 10 | 9 | 15 | 17 | 0 | 28 | 0 | 3 | 8 | 18 | 3 | 5 | 4 | 0 | 0 | 2 | 0 | 0 | 0
0900001052 | EA | CLEANER, GRAFFITI REMOVER VANDAL ENDER (10 OUNCE SPRAY CAN, HEALTH RATING: 2, FLAMMABILITY RATING: 4, PP RATING: B - USE EXTREME CAUTION WITH THIS PRODUCT) | CLEANING | CHEMICALS | CHEMICALS | CENTRAL STORES | 0 | 0 | 0 | 0 | 0 | 0 | 0 | 0 | 0 | 10 | 0 | 0 | 0 | 0 | 0 | 2 | 0 | 0 | 0 | 0 | 0 | 0 | 12 | 0 | 0 | 0
0951101003 | CS | CEILING TILE, â€³#86985, 2' X 2' X 3/4â€³â€³, USGâ€³, BEVEL EDGE (12 UNITS IN CASE) *SOLD BY THE CASE)* | BUILDING | CEILING TILES | CEILING TILES | CENTRAL STORES | 0 | 0 | 0 | 0 | 0 | 0 | 0 | 0 | 0 | 0 | 2 | 0 | 0 | 0 | 0 | 0 | 0 | 0 | 0 | 0 | 0 | 0 | 0 | 0 | 0 | 0
0951101008 | CS | CEILING TILE, â€³#755B, 2' X 4' X 5/8â€³â€³, ARMSTRONGâ€³ (12 UNITS IN CASE) *SOLD BY THE CASE* | BUILDING | CEILING TILES | CEILING TILES | CENTRAL STORES | 0 | 0 | 0 | 0 | 0 | 0 | 0 | 0 | 0 | 0 | 0 | 0 | 0 | 1 | 0 | 0 | 0 | 0 | 0 | 0 | 0 | 0 | 0 | 0 | 0 | 0
0951101015 | CS | CEILING TILE, â€³#770, 2' X 2' X 5/8â€³â€³,ARMSTRONGâ€³ (16 UNITS IN CASE) *SOLD BY THE CASE* | BUILDING | CEILING TILES | CEILING TILES | CENTRAL STORES | 0 | 0 | 0 | 0 | 0 | 0 | 4 | 0 | 0 | 0 | 1 | 0 | 0 | 0 | 0 | 0 | 0 | 0 | 2 | 0 | 0 | 0 | 0 | 0 | 0 | 0
0951101026 | CS | CEILING TILE, #871, 2' X 4' X 5/8â€³, ARMSTRONGâ€³ (8 UNITS IN A CASE) *SOLD BY THE CASE* | BUILDING | CEILING TILES | CEILING TILES | CENTRAL STORES | 0 | 0 | 0 | 0 | 0 | 0 | 0 | 0 | 0 | 0 | 0 | 0 | 0 | 0 | 0 | 0 | 0 | 0 | 0 | 0 | 0 | 0 | 0 | 0 | 0 | 0
0951101027 | CS | CEILING TILE, #816A,, 2' X 2' X 5/8â€³, ARMSTRONG (12 UNITS IN CASE) *SOLD BY THE CASE)* | BUILDING | CEILING TILES | CEILING TILES | CENTRAL STORES | 0 | 0 | 0 | 0 | 0 | 0 | 0 | 0 | 0 | 0 | 0 | 0 | 0 | 0 | 0 | 0 | 0 | 0 | 0 | 0 | 0 | 0 | 0 | 0 | 0 | 0
0951101029 | CS | CEILING TILE, â€³#737C, 2' X 2' X 5/8â€³â€³, ARMSTRONG (16 UNITS IN CASE) *SOLD BY THE CASE)* | BUILDING | CEILING TILES | CEILING TILES | CENTRAL STORES | 0 | 0 | 0 | 0 | 0 | 0 | 0 | 0 | 0 | 0 | 2 | 0 | 0 | 0 | 0 | 0 | 0 | 0 | 0 | 0 | 0 | 0 | 0 | 0 | 0 | 0
0951101034 | CS | CEILING TILE, â€³#763C&D, 2' X 4' X 5/8â€³â€³, -ARMSTRONG' (12 UNITS IN A CASE) *SOLD BY THE CASE* | BUILDING | CEILING TILES | CEILING TILES | CENTRAL STORES | 0 | 0 | 0 | 0 | 0 | 0 | 0 | 0 | 0 | 0 | 0 | 0 | 0 | 0 | 0 | 0 | 0 | 0 | 0 | 0 | 0 | 0 | 0 | 0 | 0 | 0
0951101039 | CS | CEILING TILE, â€³#589A&B, 2' X 2' X 3/4â€³â€³, -ARMSTRONG, FOR PRESIDENT CONFERENCE ROOM & RESEARCH I (SAME AS CM-450)(12 UNITS IN CASE) *SOLD BY THE CASE* | BUILDING | CEILING TILES | CEILING TILES | CENTRAL STORES | 0 | 0 | 0 | 0 | 0 | 0 | 0 | 0 | 0 | 0 | 0 | 0 | 0 | 0 | 0 | 0 | 1 | 5 | 0 | 0 | 0 | 0 | 0 | 0 | 0 | 0
0951101041 | CS | CEILING TILE, â€³#2758C, 2' X 4' X 3/4â€³â€³, ARMSTRONG (8 UNITS IN CASE) *SOLD BY THE CASE)* | BUILDING | CEILING TILES | CEILING TILES | CENTRAL STORES | 0 | 0 | 0 | 0 | 0 | 1 | 0 | 0 | 0 | 5 | 0 | 0 | 0 | 0 | 0 | 0 | 0 | 0 | 0 | 0 | 0 | 0 | 0 | 0 | 0 | 0
0951101045 | CS | CEILING TILE, â€³#870B, 2' X 4' X 5/8â€³â€³, -ARMSTRONG, CREOL BLDG (8 UNITS IN CASE) *SOLD BY THE CASE)* | BUILDING | CEILING TILES | CEILING TILES | CENTRAL STORES | 0 | 0 | 0 | 0 | 0 | 0 | 0 | 0 | 0 | 0 | 0 | 0 | 0 | 0 | 0 | 0 | 0 | 0 | 0 | 0 | 0 | 0 | 0 | 0 | 0 | 0
0951101047 | CS | CEILING TILE, #56060, 2' X 2' X 5/8â€³, -USG (16 UNITS IN A CASE) *SOLD BY THE CASE* | BUILDING | CEILING TILES | CEILING TILES | CENTRAL STORES | 0 | 0 | 0 | 0 | 0 | 0 | 0 | 0 | 0 | 0 | 0 | 0 | 0 | 0 | 0 | 0 | 0 | 0 | 0 | 0 | 0 | 0 | 0 | 0 | 0 | 0
0990001001 | EA | BRUSH, 1â€³, PURE BRISTLE, PAINT | PAINT | BRUSHES | BRUSHES | CENTRAL STORES | 0 | 0 | 0 | 0 | 0 | 0 | 0 | 0 | 0 | 0 | 0 | 0 | 0 | 1 | 0 | 2 | 0 | 0 | 0 | 0 | 0 | 6 | 0 | 0 | 0 | 0
0990001002 | EA | BRUSH, 3â€³, PURE BRISTLE, PAINT | PAINT | BRUSHES | BRUSHES | CENTRAL STORES | 0 | 0 | 0 | 0 | 0 | 0 | 0 | 0 | 0 | 0 | 0 | 0 | 0 | 1 | 0 | 0 | 0 | 0 | 0 | 0 | 0 | 0 | 0 | 0 | 0 | 0
0990001006 | EA | PAINT, ALL PURPOSE, SPRAY, GLOSS, BRIGHT RED, ENAMEL FINISH 15OZ CAN | PAINT | SPRAY PAINT | SPRAY PAINT | CENTRAL STORES | 0 | 0 | 0 | 0 | 0 | 0 | 0 | 0 | 0 | 0 | 0 | 0 | 0 | 0 | 0 | 0 | 0 | 0 | 0 | 0 | 0 | 0 | 0 | 0 | 0 | 0
0990001008 | EA | PAINT, ALL PURPOSE, SPRAY, GRAY, ENAMEL, 10OZ | PAINT | SPRAY PAINT | SPRAY PAINT | CENTRAL STORES | 0 | 0 | 0 | 0 | 0 | 0 | 0 | 0 | 0 | 0 | 0 | 0 | 0 | 0 | 0 | 0 | 0 | 0 | 0 | 0 | 0 | 0 | 0 | 0 | 0 | 0
0990001014 | EA | TAPE, BLUE PAINTERS TAPE 2 INCHES X 60 YARDS, MULTI-SURFACE TAPE | ADHESIVES | TAPES | TAPES | CENTRAL STORES | 0 | 0 | 0 | 0 | 0 | 0 | 36 | 0 | 20 | 4 | 0 | 10 | 0 | 0 | 0 | 16 | 2 | 0 | 0 | 0 | 0 | 3 | 0 | 0 | 0 | 0
0990001015 | EA | TAPE, BLUE PAINTERS TAPE 1 INCH , MULTI-SURFACE TAPE | ADHESIVES | TAPES | TAPES | CENTRAL STORES | 0 | 0 | 0 | 3 | 0 | 6 | 5 | 3 | 0 | 0 | 2 | 9 | 25 | 0 | 0 | 6 | 0 | 0 | 0 | 0 | 0 | 8 | 0 | 0 | 0 | 0
1501001001 | EA | BELT, #AX-80, AX80 (COG TYPE) | HVAC | BELTS | BELTS | CENTRAL STORES | 0 | 0 | 0 | 0 | 0 | 2 | 0 | 0 | 0 | 1 | 0 | 0 | 1 | 0 | 1 | 0 | 0 | 2 | 0 | 0 | 0 | 0 | 0 | 0 | 0 | 0
1501001003 | EA | BELT, #AX-47, AX47 (COG TYPE) | HVAC | BELTS | BELTS | CENTRAL STORES | 0 | 0 | 0 | 5 | 0 | 0 | 1 | 0 | 0 | 0 | 0 | 2 | 0 | 0 | 0 | 1 | 0 | 1 | 0 | 0 | 0 | 0 | 0 | 0 | 0 | 0
1501001025 | EA | BELT, #AX-22, AX22, (COG TYPE) | HVAC | BELTS | BELTS | CENTRAL STORES | 0 | 0 | 0 | 0 | 0 | 0 | 1 | 1 | 0 | 0 | 0 | 0 | 0 | 1 | 0 | 0 | 0 | 0 | 1 | 1 | 0 | 0 | 0 | 0 | 0 | 0
1501001026 | EA | BELT, #AX-24, AX24 (COG TYPE) | HVAC | BELTS | BELTS | CENTRAL STORES | 0 | 0 | 0 | 1 | 0 | 0 | 1 | 0 | 2 | 1 | 1 | 2 | 0 | 0 | 1 | 1 | 0 | 0 | 1 | 0 | 0 | 0 | 0 | 0 | 0 | 0
1501001027 | EA | BELT, #AX-23, AX23, (COG TYPE) | HVAC | BELTS | BELTS | CENTRAL STORES | 0 | 0 | 0 | 0 | 0 | 0 | 4 | 1 | 0 | 1 | 0 | 2 | 0 | 3 | 2 | 0 | 0 | 0 | 0 | 2 | 0 | 0 | 0 | 0 | 0 | 0
1501001030 | EA | MOTOR, **SPECIAL USE - BLDG. 150, CHILLER**, 15HP, 3600RPM, 208-230/460/3/60, 215JM, ODP,12.12, ARMSTRONG, 84001430-083 | HVAC | MOTORS | MOTORS | CENTRAL STORES | 0 | 0 | 0 | 0 | 0 | 0 | 0 | 0 | 0 | 0 | 0 | 0 | 0 | 0 | 0 | 0 | 0 | 0 | 0 | 0 | 0 | 0 | 0 | 0 | 0 | 0
1501001031 | EA | WATER SLINGER, **SPECIAL USE - BLDG. 150, CHILLER**, NEOPRENE, 406622-000 | HVAC | CHILLER PARTS | CHILLER PARTS | CENTRAL STORES | 0 | 0 | 0 | 0 | 0 | 0 | 0 | 0 | 0 | 0 | 0 | 0 | 0 | 0 | 0 | 0 | 0 | 0 | 0 | 0 | 0 | 0 | 0 | 0 | 0 | 0
1501001032 | EA | SLEEVE, **SPECIAL USE - BLDG. 150, CHILLER**, 10.250â€³, BRONZE, ARMSTRONG, 145JM, 425869-001 | HVAC | CHILLER PARTS | CHILLER PARTS | CENTRAL STORES | 0 | 0 | 0 | 0 | 0 | 0 | 0 | 0 | 0 | 0 | 0 | 0 | 0 | 0 | 0 | 0 | 0 | 0 | 0 | 0 | 0 | 0 | 0 | 0 | 0 | 0
1501001033 | EA | SLEEVE SPACER, **SPECIAL USE - BLDG. 150, CHILLER**, 1.250â€³, SS, 425868-005 | HVAC | CHILLER PARTS | CHILLER PARTS | CENTRAL STORES | 0 | 0 | 0 | 0 | 0 | 0 | 0 | 0 | 0 | 0 | 0 | 0 | 0 | 0 | 0 | 0 | 0 | 0 | 0 | 0 | 0 | 0 | 0 | 0 | 0 | 0
1501001034 | EA | SEAL, **SPECIAL USE - BLDG. 150, CHILLER**, 1.250â€³, EP/P66, TYPE D, QCFLF, PS-3023 | HVAC | CHILLER PARTS | CHILLER PARTS | CENTRAL STORES | 0 | 0 | 0 | 0 | 0 | 0 | 0 | 0 | 0 | 0 | 0 | 0 | 0 | 0 | 0 | 0 | 0 | 0 | 0 | 0 | 0 | 0 | 0 | 0 | 0 | 0
1501001035 | EA | GASKET, **SPECIAL USE - BLDG. 150, CHILLER**, VOLUTE, NITRILE, 6â€³, 426401-002 | HVAC | CHILLER PARTS | CHILLER PARTS | CENTRAL STORES | 0 | 0 | 0 | 0 | 0 | 0 | 0 | 0 | 0 | 0 | 0 | 0 | 0 | 0 | 0 | 0 | 0 | 0 | 0 | 0 | 0 | 0 | 0 | 0 | 0 | 0
1501001039 | PK | FILTER KIT, HYK-001, FOR UNIT MODEL HY-122 | HVAC | FILTERS | FILTERS | CENTRAL STORES | 0 | 0 | 0 | 0 | 0 | 0 | 0 | 0 | 1 | 0 | 0 | 0 | 0 | 0 | 1 | 0 | 0 | 0 | 0 | 0 | 1 | 0 | 0 | 0 | 0 | 0
1501001041 | EA | BELT, #3L200R | HVAC | BELTS | BELTS | CENTRAL STORES | 0 | 0 | 0 | 0 | 5 | 8 | 0 | 11 | 7 | 0 | 0 | 0 | 5 | 9 | 4 | 6 | 0 | 5 | 0 | 1 | 1 | 0 | 0 | 0 | 0 | 0
1501001042 | EA | BELT, #BX-54, BX54 (COG TYPE) | HVAC | BELTS | BELTS | CENTRAL STORES | 0 | 0 | 0 | 0 | 0 | 0 | 2 | 0 | 0 | 0 | 0 | 2 | 0 | 0 | 0 | 0 | 0 | 0 | 0 | 0 | 0 | 0 | 0 | 0 | 0 | 0
1501001043 | EA | BELT, #BX-66, BX66 (COG TYPE) | HVAC | BELTS | BELTS | CENTRAL STORES | 0 | 0 | 0 | 2 | 0 | 0 | 2 | 0 | 0 | 1 | 0 | 0 | 0 | 0 | 0 | 0 | 0 | 0 | 0 | 0 | 0 | 3 | 0 | 0 | 0 | 0
1501001049 | EA | BELT, #5VX880 | HVAC | BELTS | BELTS | CENTRAL STORES | 0 | 0 | 0 | 0 | 0 | 0 | 0 | 0 | 0 | 0 | 0 | 0 | 2 | 0 | 0 | 0 | 0 | 0 | 0 | 0 | 0 | 0 | 0 | 0 | 0 | 0
1501001050 | EA | BELT, #5VX860 | HVAC | BELTS | BELTS | CENTRAL STORES | 0 | 0 | 0 | 0 | 0 | 0 | 0 | 0 | 0 | 0 | 1 | 0 | 0 | 0 | 0 | 0 | 0 | 0 | 0 | 0 | 0 | 0 | 0 | 0 | 0 | 0
1501001051 | EA | BELT, #5VX650 | HVAC | BELTS | BELTS | CENTRAL STORES | 0 | 0 | 0 | 0 | 1 | 0 | 0 | 1 | 0 | 0 | 3 | 0 | 0 | 0 | 0 | 0 | 0 | 0 | 0 | 0 | 5 | 0 | 0 | 0 | 0 | 0
1501001057 | EA | BELT, #4L430 | HVAC | BELTS | BELTS | CENTRAL STORES | 0 | 0 | 0 | 0 | 0 | 0 | 0 | 0 | 0 | 2 | 0 | 1 | 0 | 0 | 0 | 0 | 0 | 0 | 0 | 0 | 0 | 0 | 1 | 0 | 0 | 0
1501001058 | EA | BELT, #4L270 | HVAC | BELTS | BELTS | CENTRAL STORES | 0 | 0 | 0 | 0 | 0 | 0 | 0 | 0 | 2 | 0 | 2 | 1 | 0 | 0 | 1 | 1 | 0 | 0 | 0 | 0 | 1 | 0 | 0 | 0 | 0 | 0
1501001062 | EA | DRAIN CLEANER, CONSUME (12 X 1 QUART BOTTLES PER CASE), UOM IS EACH | PLUMBING | DRAIN CLEANERS | DRAIN CLEANERS | CENTRAL STORES | 0 | 0 | 0 | 22 | 12 | 12 | 12 | 0 | 0 | 1 | 0 | 0 | 12 | 24 | 0 | 0 | 0 | 0 | 0 | 0 | 0 | 0 | 0 | 0 | 0 | 0
1501001098 | EA | FILTER, 14 X 18 X 1, PLEATED MDL 40 HI-CAP MERV 10 (14X18X1) | HVAC | FILTERS | FILTERS | CENTRAL STORES | 0 | 0 | 0 | 0 | 0 | 0 | 0 | 0 | 0 | 0 | 0 | 0 | 0 | 0 | 0 | 0 | 0 | 0 | 0 | 0 | 0 | 0 | 0 | 0 | 0 | 0
1501001101 | EA | FILTER, 13-5/8 X 18-5/8 X 1, PLEATED MDL 40 HI-CAP MERV 10 (13 5/8 X 18 5/8 X 1, 13 5/8X18 5/8X1) | HVAC | FILTERS | FILTERS | CENTRAL STORES | 0 | 0 | 0 | 0 | 68 | 16 | 238 | 0 | 238 | 51 | 136 | 160 | 17 | 136 | 187 | 0 | 6 | 79 | 0 | 68 | 0 | 0 | 0 | 0 | 0 | 0
1501001159 | EA | FILTER, 16 X 20 X 1 (ACTUAL SIZE), MERV 10 (16X20X1), **SPECIAL FILTER FOR B0016C** DAHU-1 | HVAC | FILTERS | FILTERS | CENTRAL STORES | 0 | 0 | 0 | 1 | 0 | 0 | 1 | 1 | 0 | 1 | 0 | 0 | 1 | 0 | 0 | 0 | 0 | 0 | 0 | 0 | 0 | 0 | 0 | 0 | 0 | 0
1501001163 | EA | FILTER, 18 X 24 X 4, PLEATED MDL 40 HI-CAP MERV 10 (18X24X4) | HVAC | FILTERS | FILTERS | CENTRAL STORES | 0 | 0 | 0 | 9 | 0 | 0 | 37 | 4 | 37 | 4 | 0 | 37 | 0 | 13 | 37 | 4 | 0 | 0 | 0 | 4 | 0 | 4 | 0 | 0 | 0 | 0
1501001164 | EA | FILTER, 18 X 25 X 4, PLEATED MDL 40 HI-CAP MERV 10 (18X25X4) | HVAC | FILTERS | FILTERS | CENTRAL STORES | 0 | 0 | 0 | 0 | 0 | 0 | 0 | 0 | 0 | 0 | 0 | 0 | 0 | 0 | 0 | 0 | 0 | 0 | 0 | 0 | 0 | 0 | 0 | 0 | 0 | 0
1501001187 | EA | FILTER, 16 X 18 X 2, PLEATED MDL 40 HI-CAP MERV 10, (16X18X2) | HVAC | FILTERS | FILTERS | CENTRAL STORES | 0 | 0 | 0 | 0 | 0 | 0 | 0 | 0 | 0 | 0 | 0 | 0 | 0 | 0 | 0 | 0 | 0 | 0 | 0 | 0 | 0 | 0 | 0 | 0 | 0 | 0
1501001201 | EA | COIL CLEANER NO RINSE NU-CALGON FOAM BRITE (1 GALLON EVAPORATE) | HVAC | CHEMICALS | CLEANERS | CENTRAL STORES | 0 | 0 | 0 | 0 | 0 | 4 | 0 | 0 | 0 | 0 | 0 | 0 | 0 | 0 | 0 | 0 | 2 | 0 | 0 | 0 | 0 | 0 | 0 | 0 | 0 | 0
1501001261 | EA | BELT, #3L260 | HVAC | BELTS | BELTS | CENTRAL STORES | 0 | 0 | 0 | 0 | 0 | 0 | 2 | 3 | 0 | 0 | 0 | 0 | 0 | 0 | 0 | 0 | 0 | 1 | 3 | 0 | 0 | 0 | 0 | 0 | 0 | 0
1501001262 | EA | BELT, #3L270 | HVAC | BELTS | BELTS | CENTRAL STORES | 0 | 0 | 0 | 0 | 0 | 0 | 0 | 1 | 0 | 0 | 0 | 0 | 2 | 0 | 0 | 0 | 0 | 0 | 0 | 1 | 0 | 0 | 0 | 0 | 0 | 0
1501001270 | EA | BELT, #4L300 | HVAC | BELTS | BELTS | CENTRAL STORES | 0 | 0 | 0 | 0 | 0 | 0 | 0 | 0 | 0 | 0 | 0 | 0 | 0 | 2 | 0 | 0 | 0 | 0 | 0 | 0 | 0 | 0 | 0 | 0 | 0 | 0
1501001273 | QT | OIL, AIR COMPRESSOR OIL (SAE 30) NON-DETERGENT RARUS 427 (ONE QUART) | LUBRICATION | LUBRICANTS | LUBRICANTS | CENTRAL STORES | 0 | 0 | 0 | 0 | 0 | 0 | 0 | 0 | 0 | 0 | 0 | 0 | 0 | 0 | 0 | 0 | 0 | 0 | 0 | 0 | 0 | 0 | 0 | 0 | 0 | 0
1501001278 | EA | BELT, #4L450 | HVAC | BELTS | BELTS | CENTRAL STORES | 0 | 0 | 0 | 1 | 0 | 0 | 0 | 0 | 0 | 1 | 0 | 0 | 0 | 0 | 0 | 0 | 0 | 0 | 6 | 0 | 0 | 0 | 0 | 0 | 0 | 0
1501001279 | EA | BELT, #3L180 | HVAC | BELTS | BELTS | CENTRAL STORES | 0 | 0 | 0 | 0 | 1 | 1 | 0 | 0 | 0 | 0 | 0 | 1 | 0 | 0 | 0 | 0 | 0 | 1 | 0 | 0 | 0 | 6 | 0 | 0 | 0 | 0
1501001280 | EA | BELT, #3L190 | HVAC | BELTS | BELTS | CENTRAL STORES | 0 | 0 | 0 | 0 | 0 | 3 | 4 | 0 | 0 | 1 | 0 | 2 | 2 | 0 | 0 | 0 | 0 | 3 | 0 | 0 | 0 | 0 | 1 | 0 | 0 | 0
1501001281 | EA | BELT, #3L210 | HVAC | BELTS | BELTS | CENTRAL STORES | 0 | 0 | 0 | 0 | 0 | 1 | 2 | 0 | 0 | 0 | 0 | 0 | 0 | 1 | 0 | 0 | 0 | 1 | 0 | 0 | 0 | 0 | 0 | 0 | 0 | 0
1501001282 | EA | BELT, #3L220 | HVAC | BELTS | BELTS | CENTRAL STORES | 0 | 0 | 0 | 0 | 1 | 0 | 0 | 0 | 0 | 1 | 2 | 0 | 0 | 0 | 0 | 0 | 2 | 0 | 0 | 0 | 0 | 0 | 3 | 0 | 0 | 0
1501001283 | EA | BELT, #3L240 | HVAC | BELTS | BELTS | CENTRAL STORES | 0 | 0 | 0 | 0 | 1 | 0 | 0 | 0 | 0 | 1 | 0 | 0 | 0 | 0 | 0 | 0 | 1 | 0 | 0 | 0 | 0 | 1 | 0 | 0 | 0 | 0
1501001285 | EA | BELT, #3L340 | HVAC | BELTS | BELTS | CENTRAL STORES | 0 | 0 | 0 | 0 | 0 | 0 | 1 | 0 | 0 | 0 | 2 | 1 | 0 | 0 | 0 | 0 | 0 | 0 | 0 | 0 | 0 | 0 | 0 | 0 | 0 | 0
1501001289 | EA | BELT, #3VX560 | HVAC | BELTS | BELTS | CENTRAL STORES | 0 | 0 | 0 | 0 | 0 | 0 | 0 | 0 | 0 | 0 | 6 | 0 | 0 | 0 | 0 | 0 | 0 | 0 | 0 | 0 | 0 | 0 | 0 | 0 | 0 | 0
1501001292 | EA | BELT, #4L210 | HVAC | BELTS | BELTS | CENTRAL STORES | 0 | 0 | 0 | 1 | 0 | 0 | 4 | 1 | 0 | 0 | 1 | 1 | 1 | 0 | 0 | 1 | 0 | 2 | 0 | 0 | 0 | 0 | 2 | 0 | 0 | 0
1501001293 | EA | BELT, #4L220 | HVAC | BELTS | BELTS | CENTRAL STORES | 0 | 0 | 0 | 0 | 1 | 0 | 0 | 1 | 1 | 2 | 0 | 0 | 0 | 2 | 1 | 0 | 0 | 0 | 0 | 0 | 1 | 0 | 0 | 0 | 0 | 0
1501001294 | EA | BELT, #4L230 | HVAC | BELTS | BELTS | CENTRAL STORES | 0 | 0 | 0 | 0 | 0 | 0 | 0 | 0 | 0 | 0 | 1 | 1 | 0 | 0 | 1 | 1 | 0 | 0 | 0 | 0 | 0 | 0 | 0 | 0 | 0 | 0
1501001295 | EA | BELT, #4L240 | HVAC | BELTS | BELTS | CENTRAL STORES | 0 | 0 | 0 | 0 | 0 | 4 | 3 | 0 | 1 | 0 | 0 | 4 | 1 | 0 | 3 | 0 | 0 | 1 | 0 | 0 | 0 | 0 | 1 | 0 | 0 | 0
1501001296 | EA | BELT, #4L250 | HVAC | BELTS | BELTS | CENTRAL STORES | 0 | 0 | 0 | 1 | 0 | 0 | 1 | 1 | 0 | 0 | 0 | 0 | 1 | 0 | 0 | 0 | 0 | 0 | 0 | 0 | 0 | 0 | 0 | 0 | 0 | 0
1501001297 | EA | BELT, #4L260 | HVAC | BELTS | BELTS | CENTRAL STORES | 0 | 0 | 0 | 0 | 0 | 0 | 0 | 0 | 0 | 0 | 0 | 1 | 0 | 1 | 0 | 0 | 0 | 0 | 0 | 0 | 0 | 0 | 0 | 0 | 0 | 0
1501001300 | EA | BELT, #4L330 | HVAC | BELTS | BELTS | CENTRAL STORES | 0 | 0 | 0 | 0 | 0 | 0 | 0 | 0 | 0 | 0 | 0 | 3 | 0 | 0 | 0 | 0 | 0 | 0 | 0 | 0 | 1 | 0 | 0 | 0 | 0 | 0
1501001301 | EA | BELT, #4L360 | HVAC | BELTS | BELTS | CENTRAL STORES | 0 | 0 | 0 | 0 | 0 | 0 | 0 | 0 | 1 | 1 | 0 | 0 | 0 | 0 | 1 | 0 | 0 | 0 | 2 | 0 | 0 | 0 | 0 | 0 | 0 | 0
1501001302 | EA | BELT, #4L370 | HVAC | BELTS | BELTS | CENTRAL STORES | 0 | 0 | 0 | 0 | 0 | 0 | 0 | 0 | 0 | 0 | 0 | 1 | 0 | 0 | 0 | 0 | 0 | 0 | 0 | 0 | 0 | 0 | 0 | 0 | 0 | 0
1501001303 | EA | BELT, #4L390 | HVAC | BELTS | BELTS | CENTRAL STORES | 0 | 0 | 0 | 0 | 0 | 0 | 1 | 0 | 0 | 0 | 0 | 0 | 0 | 0 | 0 | 1 | 0 | 1 | 0 | 0 | 0 | 0 | 0 | 0 | 0 | 0
1501001305 | EA | BELT, #4L440 | HVAC | BELTS | BELTS | CENTRAL STORES | 0 | 0 | 0 | 0 | 0 | 0 | 1 | 0 | 0 | 0 | 0 | 1 | 0 | 2 | 0 | 0 | 0 | 0 | 1 | 0 | 2 | 0 | 0 | 0 | 0 | 0
1501001308 | EA | BELT, #4L490 | HVAC | BELTS | BELTS | CENTRAL STORES | 0 | 0 | 0 | 0 | 0 | 0 | 0 | 0 | 1 | 0 | 0 | 0 | 0 | 0 | 0 | 0 | 0 | 0 | 0 | 0 | 1 | 0 | 0 | 0 | 0 | 0
1501001309 | EA | BELT, #4L520 | HVAC | BELTS | BELTS | CENTRAL STORES | 0 | 0 | 0 | 1 | 0 | 0 | 0 | 0 | 0 | 1 | 0 | 0 | 0 | 0 | 0 | 0 | 0 | 0 | 0 | 0 | 0 | 0 | 1 | 0 | 0 | 0
1501001313 | EA | BELT, #5L950 | HVAC | BELTS | BELTS | CENTRAL STORES | 0 | 0 | 0 | 0 | 0 | 0 | 0 | 0 | 0 | 0 | 0 | 0 | 0 | 0 | 0 | 0 | 0 | 0 | 0 | 0 | 0 | 0 | 0 | 0 | 0 | 0
1501001314 | EA | BELT, #5VX450 | HVAC | BELTS | BELTS | CENTRAL STORES | 0 | 0 | 0 | 0 | 0 | 0 | 0 | 0 | 5 | 1 | 3 | 0 | 0 | 0 | 0 | 2 | 0 | 0 | 3 | 0 | 0 | 0 | 1 | 0 | 0 | 0
1501001315 | EA | BELT, #5VX470 | HVAC | BELTS | BELTS | CENTRAL STORES | 0 | 0 | 0 | 0 | 0 | 0 | 0 | 0 | 3 | 0 | 2 | 0 | 0 | 0 | 0 | 0 | 0 | 1 | 0 | 2 | 0 | 0 | 0 | 0 | 0 | 0
1501001316 | EA | BELT, #5VX490 | HVAC | BELTS | BELTS | CENTRAL STORES | 0 | 0 | 0 | 0 | 0 | 0 | 7 | 0 | 2 | 1 | 5 | 0 | 0 | 0 | 2 | 2 | 0 | 1 | 1 | 0 | 1 | 0 | 0 | 0 | 0 | 0
1501001317 | EA | BELT, #5VX500 | HVAC | BELTS | BELTS | CENTRAL STORES | 0 | 0 | 0 | 0 | 0 | 0 | 0 | 0 | 0 | 0 | 4 | 0 | 2 | 0 | 0 | 0 | 2 | 0 | 0 | 0 | 2 | 0 | 0 | 0 | 0 | 0
1501001318 | EA | BELT, #5VX530 | HVAC | BELTS | BELTS | CENTRAL STORES | 0 | 0 | 0 | 1 | 0 | 0 | 5 | 0 | 2 | 1 | 4 | 0 | 0 | 0 | 0 | 0 | 0 | 2 | 1 | 0 | 2 | 2 | 0 | 0 | 0 | 0
1501001320 | EA | BELT, #5VX550 | HVAC | BELTS | BELTS | CENTRAL STORES | 0 | 0 | 0 | 0 | 2 | 0 | 0 | 0 | 0 | 0 | 2 | 0 | 0 | 0 | 2 | 2 | 0 | 0 | 0 | 0 | 0 | 0 | 0 | 0 | 0 | 0
1501001321 | EA | BELT, #5VX570 | HVAC | BELTS | BELTS | CENTRAL STORES | 0 | 0 | 0 | 0 | 4 | 0 | 0 | 0 | 0 | 0 | 0 | 0 | 0 | 0 | 0 | 2 | 2 | 0 | 0 | 0 | 0 | 0 | 0 | 0 | 0 | 0
1501001323 | EA | BELT, #5VX600 | HVAC | BELTS | BELTS | CENTRAL STORES | 0 | 0 | 0 | 0 | 0 | 0 | 0 | 0 | 0 | 0 | 4 | 0 | 0 | 0 | 0 | 0 | 0 | 0 | 0 | 0 | 2 | 2 | 0 | 0 | 0 | 0
1501001328 | EA | BELT, #5VX710 | HVAC | BELTS | BELTS | CENTRAL STORES | 0 | 0 | 0 | 0 | 0 | 0 | 0 | 0 | 0 | 0 | 0 | 2 | 0 | 0 | 0 | 0 | 0 | 0 | 0 | 0 | 0 | 0 | 0 | 0 | 0 | 0
1501001329 | EA | BELT, #5VX730 | HVAC | BELTS | BELTS | CENTRAL STORES | 0 | 0 | 0 | 0 | 0 | 0 | 0 | 0 | 0 | 0 | 0 | 0 | 0 | 0 | 0 | 0 | 0 | 0 | 0 | 0 | 0 | 0 | 0 | 0 | 0 | 0
1501001330 | EA | BELT, #5VX750 | HVAC | BELTS | BELTS | CENTRAL STORES | 0 | 0 | 0 | 0 | 0 | 0 | 0 | 0 | 0 | 2 | 4 | 0 | 0 | 0 | 0 | 0 | 0 | 0 | 0 | 0 | 0 | 0 | 0 | 0 | 0 | 0
1501001332 | EA | BELT, #5VX840 | HVAC | BELTS | BELTS | CENTRAL STORES | 0 | 0 | 0 | 0 | 4 | 4 | 3 | 15 | 12 | 0 | 0 | 0 | 0 | 0 | 0 | 0 | 0 | 0 | 15 | 0 | 0 | 2 | 0 | 0 | 0 | 0
1501001333 | EA | BELT, #5VX830 | HVAC | BELTS | BELTS | CENTRAL STORES | 0 | 0 | 0 | 0 | 0 | 0 | 0 | 1 | 0 | 0 | 0 | 0 | 0 | 0 | 1 | 0 | 0 | 0 | 0 | 0 | 0 | 0 | 0 | 0 | 0 | 0
1501001334 | EA | BELT, #5VX950 | HVAC | BELTS | BELTS | CENTRAL STORES | 0 | 0 | 0 | 0 | 0 | 0 | 1 | 0 | 0 | 0 | 0 | 0 | 0 | 0 | 0 | 0 | 0 | 0 | 0 | 0 | 0 | 0 | 0 | 0 | 0 | 0
1501001335 | EA | BELT, #5VX1000 | HVAC | BELTS | BELTS | CENTRAL STORES | 0 | 0 | 0 | 0 | 0 | 0 | 1 | 0 | 0 | 0 | 0 | 0 | 0 | 0 | 0 | 0 | 0 | 0 | 0 | 0 | 0 | 0 | 0 | 0 | 0 | 0
1501001336 | EA | BELT, #5VX1060 | HVAC | BELTS | BELTS | CENTRAL STORES | 0 | 0 | 0 | 3 | 0 | 3 | 0 | 0 | 3 | 0 | 0 | 0 | 0 | 0 | 0 | 0 | 0 | 12 | 0 | 0 | 0 | 0 | 0 | 0 | 0 | 0
1501001337 | EA | BELT, #5VX1180 | HVAC | BELTS | BELTS | CENTRAL STORES | 0 | 0 | 0 | 0 | 0 | 0 | 0 | 0 | 2 | 0 | 0 | 0 | 0 | 0 | 0 | 0 | 0 | 0 | 0 | 0 | 0 | 0 | 0 | 0 | 0 | 0
1501001338 | EA | BELT, #5VX1080 | HVAC | BELTS | BELTS | CENTRAL STORES | 0 | 0 | 0 | 6 | 0 | 0 | 0 | 6 | 0 | 0 | 0 | 0 | 0 | 0 | 0 | 0 | 0 | 6 | 0 | 0 | 0 | 0 | 0 | 0 | 0 | 0
1501001339 | EA | BELT, #5VX1700 | HVAC | BELTS | BELTS | CENTRAL STORES | 0 | 0 | 0 | 0 | 0 | 0 | 0 | 0 | 0 | 0 | 0 | 0 | 0 | 0 | 0 | 0 | 0 | 0 | 0 | 0 | 0 | 0 | 0 | 0 | 0 | 0
1501001341 | EA | BELT, #AX-25, AX25 (COG TYPE) | HVAC | BELTS | BELTS | CENTRAL STORES | 0 | 0 | 0 | 0 | 0 | 0 | 6 | 1 | 0 | 1 | 0 | 0 | 2 | 0 | 0 | 0 | 0 | 1 | 0 | 1 | 0 | 0 | 1 | 0 | 0 | 0
1501001342 | EA | BELT, #AX-26, AX26 (COG TYPE) | HVAC | BELTS | BELTS | CENTRAL STORES | 0 | 0 | 0 | 0 | 0 | 1 | 0 | 2 | 0 | 4 | 2 | 4 | 1 | 2 | 3 | 0 | 0 | 1 | 1 | 0 | 2 | 0 | 0 | 0 | 0 | 0
1501001343 | EA | BELT, #AX-27, AX27 (COG TYPE) | HVAC | BELTS | BELTS | CENTRAL STORES | 0 | 0 | 0 | 1 | 0 | 4 | 1 | 1 | 2 | 0 | 1 | 4 | 0 | 2 | 3 | 2 | 0 | 0 | 0 | 0 | 0 | 0 | 0 | 0 | 0 | 0
1501001344 | EA | BELT, #AX-28, AX28 (COG TYPE) | HVAC | BELTS | BELTS | CENTRAL STORES | 0 | 0 | 0 | 0 | 0 | 0 | 0 | 0 | 0 | 0 | 0 | 1 | 0 | 2 | 3 | 0 | 0 | 0 | 0 | 0 | 0 | 0 | 0 | 0 | 0 | 0
1501001345 | EA | BELT, #AX-30, AX30, (COG TYPE) | HVAC | BELTS | BELTS | CENTRAL STORES | 0 | 0 | 0 | 0 | 1 | 0 | 0 | 0 | 0 | 0 | 0 | 1 | 0 | 0 | 1 | 1 | 0 | 0 | 0 | 0 | 0 | 0 | 0 | 0 | 0 | 0
1501001346 | EA | BELT, #AX-31, AX31 (COG TYPE) | HVAC | BELTS | BELTS | CENTRAL STORES | 0 | 0 | 0 | 0 | 0 | 11 | 3 | 1 | 3 | 0 | 0 | 2 | 1 | 4 | 5 | 0 | 0 | 0 | 1 | 0 | 0 | 0 | 0 | 0 | 0 | 0
1501001347 | EA | BELT, #AX-32, AX32 (COG TYPE) | HVAC | BELTS | BELTS | CENTRAL STORES | 0 | 0 | 0 | 4 | 0 | 0 | 0 | 0 | 0 | 0 | 1 | 2 | 0 | 0 | 0 | 5 | 0 | 0 | 0 | 0 | 0 | 0 | 0 | 0 | 0 | 0
1501001348 | EA | BELT, #AX-34, AX34 (COG TYPE) | HVAC | BELTS | BELTS | CENTRAL STORES | 0 | 0 | 0 | 0 | 0 | 4 | 1 | 0 | 2 | 2 | 0 | 2 | 1 | 0 | 1 | 0 | 0 | 1 | 0 | 0 | 0 | 0 | 0 | 0 | 0 | 0
1501001350 | EA | BELT, #AX-36, AX36 (COG TYPE) | HVAC | BELTS | BELTS | CENTRAL STORES | 0 | 0 | 0 | 0 | 1 | 0 | 0 | 2 | 1 | 0 | 0 | 0 | 0 | 7 | 3 | 0 | 3 | 0 | 0 | 0 | 0 | 0 | 0 | 0 | 0 | 0
1501001353 | EA | BELT, #AX-40, AX40 (COG TYPE) | HVAC | BELTS | BELTS | CENTRAL STORES | 0 | 0 | 0 | 0 | 0 | 0 | 0 | 0 | 0 | 0 | 1 | 1 | 0 | 3 | 0 | 0 | 0 | 0 | 0 | 0 | 0 | 0 | 0 | 0 | 0 | 0
1501001354 | EA | BELT, #AX-41, AX41 (COG TYPE) | HVAC | BELTS | BELTS | CENTRAL STORES | 0 | 0 | 0 | 0 | 1 | 0 | 2 | 0 | 2 | 3 | 0 | 3 | 1 | 5 | 1 | 0 | 1 | 0 | 0 | 1 | 4 | 0 | 0 | 0 | 0 | 0
1501001355 | EA | BELT, #AX-43, AX43 (COG TYPE) | HVAC | BELTS | BELTS | CENTRAL STORES | 0 | 0 | 0 | 0 | 0 | 0 | 0 | 7 | 0 | 1 | 4 | 4 | 0 | 6 | 2 | 0 | 0 | 0 | 2 | 0 | 0 | 0 | 0 | 0 | 0 | 0
1501001359 | EA | BELT, #AX-49, AX49 (COG TYPE) | HVAC | BELTS | BELTS | CENTRAL STORES | 0 | 0 | 0 | 0 | 3 | 0 | 0 | 0 | 0 | 0 | 0 | 1 | 0 | 1 | 0 | 0 | 0 | 0 | 0 | 0 | 0 | 0 | 0 | 0 | 0 | 0
1501001363 | EA | BELT, #AX-53, AX53 (COG TYPE) | HVAC | BELTS | BELTS | CENTRAL STORES | 0 | 0 | 0 | 0 | 0 | 0 | 1 | 0 | 0 | 0 | 0 | 1 | 0 | 0 | 0 | 0 | 0 | 0 | 0 | 0 | 0 | 0 | 0 | 0 | 0 | 0
1501001364 | EA | BELT, #AX-60, AX60 (COG TYPE) | HVAC | BELTS | BELTS | CENTRAL STORES | 0 | 0 | 0 | 0 | 0 | 0 | 0 | 0 | 1 | 1 | 1 | 0 | 0 | 0 | 0 | 0 | 0 | 0 | 0 | 1 | 0 | 0 | 0 | 0 | 0 | 0
1501001365 | EA | BELT, #AX-63, AX63 (COG TYPE) | HVAC | BELTS | BELTS | CENTRAL STORES | 0 | 0 | 0 | 0 | 0 | 0 | 0 | 0 | 1 | 1 | 0 | 0 | 2 | 0 | 0 | 0 | 0 | 0 | 0 | 0 | 2 | 0 | 0 | 0 | 0 | 0
1501001367 | EA | BELT, #AX-65, AX65 (COG TYPE) | HVAC | BELTS | BELTS | CENTRAL STORES | 0 | 0 | 0 | 0 | 0 | 0 | 0 | 0 | 1 | 0 | 0 | 0 | 0 | 0 | 0 | 0 | 0 | 1 | 0 | 0 | 0 | 0 | 0 | 0 | 0 | 0
1501001368 | EA | BELT, #AX-68, AX68 (COG TYPE) | HVAC | BELTS | BELTS | CENTRAL STORES | 0 | 0 | 0 | 0 | 0 | 0 | 0 | 1 | 0 | 0 | 0 | 0 | 0 | 2 | 0 | 0 | 0 | 0 | 0 | 0 | 0 | 0 | 0 | 0 | 0 | 0
1501001369 | EA | BELT, #AX-70, AX70 (COG TYPE) | HVAC | BELTS | BELTS | CENTRAL STORES | 0 | 0 | 0 | 0 | 0 | 0 | 0 | 0 | 0 | 0 | 2 | 0 | 0 | 0 | 0 | 0 | 0 | 0 | 2 | 0 | 2 | 0 | 0 | 0 | 0 | 0
1501001373 | EA | BELT, #AX-29, AX29 (COG TYPE) | HVAC | BELTS | BELTS | CENTRAL STORES | 0 | 0 | 0 | 0 | 0 | 8 | 2 | 0 | 1 | 1 | 0 | 5 | 0 | 2 | 8 | 0 | 0 | 0 | 0 | 0 | 0 | 0 | 0 | 0 | 0 | 0
1501001374 | EA | BELT, #AX-21, AX21, (COG TYPE) | HVAC | BELTS | BELTS | CENTRAL STORES | 0 | 0 | 0 | 0 | 0 | 0 | 1 | 0 | 0 | 0 | 0 | 2 | 0 | 0 | 0 | 0 | 0 | 1 | 0 | 0 | 0 | 0 | 0 | 0 | 0 | 0
1501001375 | EA | BELT, #AX-33, AX33 (COG TYPE) | HVAC | BELTS | BELTS | CENTRAL STORES | 0 | 0 | 0 | 0 | 0 | 0 | 0 | 0 | 0 | 1 | 0 | 1 | 0 | 1 | 0 | 0 | 0 | 0 | 0 | 0 | 0 | 0 | 3 | 0 | 0 | 0
1501001376 | EA | BELT, #AX-35, AX35 (COG TYPE) | HVAC | BELTS | BELTS | CENTRAL STORES | 0 | 0 | 0 | 6 | 0 | 0 | 2 | 0 | 1 | 6 | 1 | 0 | 0 | 1 | 4 | 0 | 1 | 1 | 0 | 1 | 0 | 0 | 0 | 0 | 0 | 0
1501001378 | EA | BELT, #AX-37, AX37 (COG TYPE) | HVAC | BELTS | BELTS | CENTRAL STORES | 0 | 0 | 0 | 1 | 1 | 0 | 0 | 1 | 1 | 1 | 2 | 10 | 1 | 2 | 1 | 2 | 0 | 0 | 0 | 1 | 0 | 0 | 0 | 0 | 0 | 0
1501001379 | EA | BELT, #AX-38, AX38 (COG TYPE) | HVAC | BELTS | BELTS | CENTRAL STORES | 0 | 0 | 0 | 0 | 0 | 0 | 0 | 5 | 4 | 2 | 0 | 0 | 1 | 0 | 1 | 0 | 1 | 0 | 0 | 4 | 0 | 0 | 0 | 0 | 0 | 0
1501001380 | EA | BELT, #AX-42, AX42 (COG TYPE) | HVAC | BELTS | BELTS | CENTRAL STORES | 0 | 0 | 0 | 0 | 0 | 0 | 4 | 1 | 3 | 3 | 1 | 6 | 3 | 0 | 2 | 1 | 0 | 0 | 0 | 0 | 0 | 0 | 0 | 0 | 0 | 0
1501001381 | EA | BELT, #AX-44, AX44 (COG TYPE) | HVAC | BELTS | BELTS | CENTRAL STORES | 0 | 0 | 0 | 0 | 1 | 1 | 0 | 0 | 0 | 0 | 0 | 4 | 0 | 1 | 0 | 0 | 0 | 0 | 0 | 0 | 0 | 0 | 0 | 0 | 0 | 0
1501001382 | EA | BELT, #AX-46, AX46 (COG TYPE) | HVAC | BELTS | BELTS | CENTRAL STORES | 0 | 0 | 0 | 0 | 0 | 0 | 1 | 0 | 0 | 0 | 1 | 2 | 0 | 0 | 0 | 0 | 0 | 0 | 0 | 0 | 0 | 0 | 0 | 0 | 0 | 0
1501001383 | EA | BELT, #AX-48, AX48 (COG TYPE) | HVAC | BELTS | BELTS | CENTRAL STORES | 0 | 0 | 0 | 0 | 1 | 0 | 0 | 1 | 6 | 3 | 0 | 1 | 1 | 0 | 0 | 0 | 0 | 1 | 0 | 1 | 3 | 0 | 1 | 0 | 0 | 0
1501001384 | EA | BELT, #AX-50, AX50 (COG TYPE) | HVAC | BELTS | BELTS | CENTRAL STORES | 0 | 0 | 0 | 0 | 0 | 0 | 0 | 0 | 0 | 1 | 0 | 2 | 0 | 0 | 0 | 0 | 0 | 0 | 1 | 0 | 0 | 0 | 0 | 0 | 0 | 0
1501001385 | EA | BELT, #AX-51, AX51 (COG TYPE) | HVAC | BELTS | BELTS | CENTRAL STORES | 0 | 0 | 0 | 0 | 0 | 0 | 0 | 0 | 4 | 0 | 0 | 2 | 0 | 1 | 0 | 1 | 0 | 0 | 0 | 1 | 3 | 0 | 0 | 0 | 0 | 0
1501001387 | EA | BELT, #AX-58, AX58 (COG TYPE) | HVAC | BELTS | BELTS | CENTRAL STORES | 0 | 0 | 0 | 0 | 0 | 0 | 0 | 0 | 0 | 0 | 0 | 0 | 0 | 2 | 0 | 0 | 0 | 0 | 0 | 1 | 0 | 0 | 0 | 0 | 0 | 0
1501001392 | EA | BELT, #BX-36, BX36 (COG TYPE) | HVAC | BELTS | BELTS | CENTRAL STORES | 0 | 0 | 0 | 0 | 0 | 0 | 0 | 0 | 0 | 0 | 0 | 1 | 0 | 0 | 0 | 0 | 0 | 0 | 0 | 0 | 0 | 0 | 0 | 0 | 0 | 0
1501001395 | EA | BELT, #BX-40, BX40 (COG TYPE) | HVAC | BELTS | BELTS | CENTRAL STORES | 0 | 0 | 0 | 2 | 0 | 0 | 0 | 0 | 3 | 0 | 0 | 0 | 0 | 0 | 2 | 0 | 0 | 0 | 2 | 1 | 0 | 1 | 2 | 0 | 0 | 0
1501001396 | EA | BELT, #BX-41, BX41 (COG TYPE) | HVAC | BELTS | BELTS | CENTRAL STORES | 0 | 0 | 0 | 0 | 0 | 1 | 0 | 0 | 1 | 4 | 0 | 1 | 0 | 0 | 0 | 0 | 0 | 1 | 0 | 1 | 1 | 0 | 0 | 0 | 0 | 0
1501001397 | EA | BELT, #BX-31, BX31 (COG TYPE) | HVAC | BELTS | BELTS | CENTRAL STORES | 0 | 0 | 0 | 0 | 0 | 0 | 0 | 0 | 0 | 0 | 0 | 0 | 1 | 0 | 0 | 0 | 0 | 0 | 0 | 0 | 0 | 0 | 0 | 0 | 0 | 0
1501001398 | EA | BELT, #BX-45, BX45 (COG TYPE) | HVAC | BELTS | BELTS | CENTRAL STORES | 0 | 0 | 0 | 0 | 0 | 0 | 1 | 0 | 0 | 0 | 6 | 1 | 0 | 0 | 0 | 0 | 0 | 0 | 0 | 0 | 0 | 3 | 0 | 0 | 0 | 0
1501001399 | EA | BELT, #BX-46, BX46 (COG TYPE) | HVAC | BELTS | BELTS | CENTRAL STORES | 0 | 0 | 0 | 0 | 0 | 0 | 0 | 0 | 1 | 1 | 1 | 2 | 0 | 0 | 0 | 0 | 0 | 0 | 0 | 1 | 0 | 1 | 1 | 0 | 0 | 0
1501001400 | EA | BELT, #BX-47, BX47 (COG TYPE) | HVAC | BELTS | BELTS | CENTRAL STORES | 0 | 0 | 0 | 0 | 3 | 0 | 0 | 0 | 0 | 1 | 6 | 1 | 0 | 0 | 0 | 3 | 0 | 1 | 0 | 0 | 0 | 0 | 0 | 0 | 0 | 0
1501001401 | EA | BELT, #BX-52, BX52 (COG TYPE) | HVAC | BELTS | BELTS | CENTRAL STORES | 0 | 0 | 0 | 0 | 0 | 0 | 0 | 0 | 5 | 0 | 3 | 3 | 0 | 2 | 0 | 1 | 0 | 0 | 0 | 0 | 0 | 0 | 0 | 0 | 0 | 0
1501001403 | EA | BELT, #BX-56, BX56 (COG TYPE) | HVAC | BELTS | BELTS | CENTRAL STORES | 0 | 0 | 0 | 0 | 2 | 0 | 0 | 0 | 0 | 0 | 0 | 2 | 0 | 0 | 0 | 0 | 0 | 0 | 0 | 0 | 0 | 0 | 0 | 0 | 0 | 0
1501001405 | EA | BELT, #BX-59, BX59 (COG TYPE) | HVAC | BELTS | BELTS | CENTRAL STORES | 0 | 0 | 0 | 6 | 2 | 0 | 4 | 0 | 6 | 0 | 5 | 4 | 0 | 0 | 0 | 0 | 0 | 0 | 0 | 0 | 2 | 0 | 0 | 0 | 0 | 0
1501001409 | EA | BELT, #BX-158, BX158 (COG TYPE) | HVAC | BELTS | BELTS | CENTRAL STORES | 0 | 0 | 0 | 0 | 0 | 0 | 4 | 0 | 0 | 0 | 0 | 0 | 0 | 0 | 0 | 0 | 0 | 0 | 0 | 0 | 0 | 0 | 0 | 0 | 0 | 0
1501001411 | EA | BELT, #BX-55, BX55 (COG TYPE) | HVAC | BELTS | BELTS | CENTRAL STORES | 0 | 0 | 0 | 2 | 2 | 0 | 3 | 0 | 0 | 0 | 0 | 2 | 0 | 0 | 0 | 0 | 0 | 0 | 0 | 0 | 0 | 0 | 0 | 0 | 0 | 0
1501001412 | EA | BELT, #BX-58, BX58 (COG TYPE) | HVAC | BELTS | BELTS | CENTRAL STORES | 0 | 0 | 0 | 0 | 2 | 0 | 0 | 0 | 4 | 0 | 0 | 2 | 2 | 0 | 0 | 0 | 0 | 0 | 0 | 0 | 0 | 0 | 0 | 0 | 0 | 0
1501001414 | EA | BELT, #BX-61, BX61 (COG TYPE) | HVAC | BELTS | BELTS | CENTRAL STORES | 0 | 0 | 0 | 0 | 0 | 0 | 1 | 0 | 2 | 0 | 1 | 0 | 0 | 0 | 0 | 0 | 0 | 0 | 1 | 0 | 0 | 0 | 0 | 0 | 0 | 0
1501001415 | EA | BELT, #BX-62, BX62 (COG TYPE) | HVAC | BELTS | BELTS | CENTRAL STORES | 0 | 0 | 0 | 0 | 0 | 0 | 0 | 0 | 0 | 1 | 0 | 0 | 0 | 1 | 1 | 0 | 0 | 0 | 0 | 0 | 0 | 0 | 0 | 0 | 0 | 0
1501001416 | EA | BELT, #BX-63, BX63 (COG TYPE) | HVAC | BELTS | BELTS | CENTRAL STORES | 0 | 0 | 0 | 0 | 0 | 0 | 0 | 0 | 2 | 0 | 0 | 0 | 0 | 0 | 0 | 0 | 0 | 0 | 1 | 0 | 0 | 0 | 0 | 0 | 0 | 0
1501001417 | EA | BELT, #BX-64, BX64 (COG TYPE) | HVAC | BELTS | BELTS | CENTRAL STORES | 0 | 0 | 0 | 0 | 0 | 4 | 1 | 0 | 0 | 0 | 0 | 6 | 0 | 0 | 0 | 0 | 0 | 1 | 0 | 0 | 0 | 0 | 0 | 0 | 0 | 0
1501001418 | EA | BELT, #BX-65, BX65 (COG TYPE) | HVAC | BELTS | BELTS | CENTRAL STORES | 0 | 0 | 0 | 2 | 0 | 0 | 2 | 0 | 0 | 0 | 0 | 0 | 0 | 0 | 0 | 0 | 0 | 0 | 0 | 0 | 0 | 0 | 0 | 0 | 0 | 0
1501001419 | EA | BELT, #BX-67, BX67 (COG TYPE) | HVAC | BELTS | BELTS | CENTRAL STORES | 0 | 0 | 0 | 0 | 0 | 0 | 0 | 0 | 0 | 0 | 0 | 0 | 0 | 0 | 0 | 0 | 0 | 0 | 0 | 0 | 0 | 0 | 0 | 0 | 0 | 0
1501001421 | EA | BELT, #BX-70, BX70 (COG TYPE) | HVAC | BELTS | BELTS | CENTRAL STORES | 0 | 0 | 0 | 0 | 0 | 0 | 0 | 0 | 2 | 0 | 0 | 0 | 0 | 0 | 0 | 0 | 0 | 0 | 0 | 2 | 0 | 0 | 0 | 0 | 0 | 0
1501001422 | EA | BELT, #BX-75, BX75 (COG TYPE) | HVAC | BELTS | BELTS | CENTRAL STORES | 0 | 0 | 0 | 0 | 2 | 0 | 0 | 0 | 0 | 0 | 0 | 0 | 0 | 0 | 0 | 0 | 2 | 0 | 0 | 0 | 0 | 0 | 0 | 0 | 0 | 0
1501001423 | EA | BELT, #BX-77, BX77 (COG TYPE) | HVAC | BELTS | BELTS | CENTRAL STORES | 0 | 0 | 0 | 0 | 0 | 0 | 0 | 0 | 0 | 0 | 2 | 0 | 0 | 0 | 0 | 0 | 0 | 0 | 0 | 0 | 0 | 0 | 0 | 0 | 0 | 0
1501001424 | EA | BELT, #BX-78, BX78 (COG TYPE) | HVAC | BELTS | BELTS | CENTRAL STORES | 0 | 0 | 0 | 0 | 0 | 0 | 2 | 0 | 0 | 0 | 0 | 2 | 0 | 0 | 0 | 0 | 0 | 0 | 0 | 0 | 2 | 0 | 0 | 0 | 0 | 0
1501001425 | EA | BELT, #BX-82, BX82 (COG TYPE) | HVAC | BELTS | BELTS | CENTRAL STORES | 0 | 0 | 0 | 0 | 0 | 0 | 2 | 2 | 0 | 0 | 0 | 0 | 0 | 0 | 0 | 0 | 0 | 0 | 0 | 2 | 0 | 0 | 0 | 0 | 0 | 0
1501001426 | EA | BELT, #BX-89, BX89 (COG TYPE) | HVAC | BELTS | BELTS | CENTRAL STORES | 0 | 0 | 0 | 0 | 0 | 0 | 0 | 0 | 0 | 0 | 0 | 0 | 0 | 3 | 9 | 0 | 0 | 0 | 0 | 0 | 0 | 0 | 0 | 0 | 0 | 0
1501001427 | EA | BELT, #BX-69, BX69 (COG TYPE) | HVAC | BELTS | BELTS | CENTRAL STORES | 0 | 0 | 0 | 0 | 0 | 0 | 0 | 0 | 0 | 0 | 0 | 16 | 0 | 0 | 0 | 0 | 0 | 0 | 0 | 0 | 0 | 0 | 0 | 0 | 0 | 0
1501001428 | EA | BELT, #BX-72, BX72 (COG TYPE) | HVAC | BELTS | BELTS | CENTRAL STORES | 0 | 0 | 0 | 0 | 0 | 0 | 4 | 0 | 0 | 0 | 0 | 0 | 2 | 0 | 0 | 0 | 0 | 0 | 0 | 0 | 0 | 0 | 0 | 0 | 0 | 0
1501001429 | EA | BELT, #BX-71, BX71 (COG TYPE) | HVAC | BELTS | BELTS | CENTRAL STORES | 0 | 0 | 0 | 0 | 0 | 0 | 2 | 0 | 2 | 0 | 2 | 0 | 0 | 0 | 0 | 0 | 0 | 0 | 2 | 0 | 2 | 0 | 0 | 0 | 0 | 0
1501001430 | EA | BELT, #BX-73, BX73 (COG TYPE) | HVAC | BELTS | BELTS | CENTRAL STORES | 0 | 0 | 0 | 0 | 0 | 0 | 0 | 0 | 2 | 0 | 0 | 0 | 0 | 0 | 0 | 0 | 0 | 0 | 0 | 0 | 0 | 0 | 0 | 0 | 0 | 0
1501001431 | EA | BELT, #BX-74, BX74 (COG TYPE) | HVAC | BELTS | BELTS | CENTRAL STORES | 0 | 0 | 0 | 0 | 3 | 0 | 0 | 0 | 0 | 2 | 2 | 0 | 0 | 0 | 0 | 0 | 0 | 0 | 0 | 0 | 2 | 0 | 0 | 0 | 0 | 0
1501001433 | EA | BELT, #BX-76, BX76 (COG TYPE) | HVAC | BELTS | BELTS | CENTRAL STORES | 0 | 0 | 0 | 0 | 0 | 0 | 2 | 0 | 0 | 0 | 0 | 0 | 0 | 0 | 0 | 0 | 0 | 0 | 0 | 0 | 0 | 0 | 0 | 0 | 0 | 0
1501001434 | EA | BELT, #BX-80, BX80 (COG TYPE) | HVAC | BELTS | BELTS | CENTRAL STORES | 0 | 0 | 0 | 1 | 0 | 0 | 0 | 0 | 0 | 0 | 2 | 0 | 0 | 0 | 0 | 0 | 0 | 0 | 0 | 0 | 2 | 0 | 0 | 0 | 0 | 0
1501001435 | EA | BELT, #BX-81, BX81 (COG TYPE) | HVAC | BELTS | BELTS | CENTRAL STORES | 0 | 0 | 0 | 0 | 0 | 0 | 0 | 2 | 3 | 0 | 1 | 0 | 0 | 0 | 1 | 0 | 0 | 0 | 0 | 2 | 0 | 3 | 0 | 0 | 0 | 0
1501001436 | EA | BELT, #BX-85, BX85 (COG TYPE) | HVAC | BELTS | BELTS | CENTRAL STORES | 0 | 0 | 0 | 0 | 0 | 0 | 3 | 4 | 4 | 0 | 0 | 1 | 0 | 0 | 0 | 0 | 0 | 0 | 0 | 2 | 1 | 2 | 0 | 0 | 0 | 0
1501001439 | EA | BELT, #BX-94, BX94 (COG TYPE) | HVAC | BELTS | BELTS | CENTRAL STORES | 0 | 0 | 0 | 0 | 0 | 0 | 2 | 0 | 0 | 0 | 0 | 0 | 0 | 0 | 0 | 0 | 0 | 0 | 2 | 0 | 0 | 0 | 0 | 0 | 0 | 0
1501001440 | EA | BELT, #BX-97, BX97 (COG TYPE) | HVAC | BELTS | BELTS | CENTRAL STORES | 0 | 0 | 0 | 1 | 0 | 4 | 0 | 0 | 4 | 0 | 0 | 0 | 0 | 0 | 0 | 0 | 0 | 0 | 4 | 1 | 0 | 0 | 0 | 0 | 0 | 0
1501001441 | EA | BELT, #BX-98, BX98 (COG TYPE) | HVAC | BELTS | BELTS | CENTRAL STORES | 0 | 0 | 0 | 0 | 0 | 2 | 2 | 0 | 0 | 0 | 0 | 0 | 0 | 0 | 0 | 0 | 0 | 0 | 0 | 0 | 0 | 0 | 0 | 0 | 0 | 0
1501001442 | EA | BELT, #BX-100, BX100 (COG TYPE) | HVAC | BELTS | BELTS | CENTRAL STORES | 0 | 0 | 0 | 0 | 0 | 0 | 0 | 0 | 2 | 0 | 2 | 0 | 0 | 2 | 0 | 0 | 0 | 2 | 0 | 0 | 0 | 0 | 0 | 0 | 0 | 0
1501001443 | EA | BELT, #BX-103, BX103 (COG TYPE) | HVAC | BELTS | BELTS | CENTRAL STORES | 0 | 0 | 0 | 0 | 0 | 0 | 0 | 0 | 0 | 0 | 0 | 0 | 0 | 0 | 0 | 0 | 0 | 0 | 0 | 0 | 0 | 0 | 0 | 0 | 0 | 0
1501001444 | EA | BELT, #BX-105, BX105 (COG TYPE) | HVAC | BELTS | BELTS | CENTRAL STORES | 0 | 0 | 0 | 0 | 0 | 0 | 0 | 0 | 0 | 0 | 0 | 2 | 0 | 0 | 0 | 0 | 0 | 0 | 0 | 0 | 0 | 0 | 0 | 0 | 0 | 0
1501001448 | EA | BELT, #BX-144, BX144 (COG TYPE) | HVAC | BELTS | BELTS | CENTRAL STORES | 0 | 0 | 0 | 0 | 0 | 0 | 0 | 0 | 0 | 0 | 0 | 1 | 7 | 0 | 0 | 0 | 0 | 0 | 0 | 0 | 0 | 0 | 0 | 0 | 0 | 0
1501001449 | EA | BELT, #BX-112, BX112 (COG TYPE) | HVAC | BELTS | BELTS | CENTRAL STORES | 0 | 0 | 0 | 0 | 0 | 0 | 0 | 0 | 0 | 0 | 3 | 0 | 3 | 0 | 0 | 0 | 0 | 0 | 0 | 0 | 0 | 0 | 0 | 0 | 0 | 0
1501001450 | EA | BELT, #BX-180, BX180 (COG BELT) | HVAC | BELTS | BELTS | CENTRAL STORES | 0 | 0 | 0 | 0 | 0 | 0 | 0 | 0 | 0 | 0 | 0 | 0 | 0 | 0 | 0 | 0 | 0 | 0 | 0 | 0 | 0 | 0 | 0 | 0 | 0 | 0
1501001453 | EA | BELT, #BX-28, BX28 (COG TYPE) | HVAC | BELTS | BELTS | CENTRAL STORES | 0 | 0 | 0 | 0 | 0 | 0 | 1 | 0 | 1 | 0 | 0 | 0 | 4 | 0 | 0 | 0 | 0 | 0 | 0 | 0 | 1 | 0 | 0 | 0 | 0 | 0
1501001454 | EA | BELT, #BX-38, BX38 (COG TYPE) | HVAC | BELTS | BELTS | CENTRAL STORES | 0 | 0 | 0 | 2 | 0 | 0 | 0 | 0 | 0 | 0 | 2 | 1 | 1 | 0 | 0 | 0 | 0 | 0 | 0 | 0 | 0 | 0 | 0 | 0 | 0 | 0
1501001455 | EA | BELT, #BX-42, BX42 (COG TYPE) | HVAC | BELTS | BELTS | CENTRAL STORES | 0 | 0 | 0 | 0 | 0 | 0 | 0 | 0 | 0 | 0 | 2 | 4 | 0 | 0 | 0 | 0 | 0 | 0 | 0 | 0 | 0 | 0 | 0 | 0 | 0 | 0
1501001459 | EA | BELT, #BX-48, BX48 (COG TYPE) | HVAC | BELTS | BELTS | CENTRAL STORES | 0 | 0 | 0 | 0 | 5 | 0 | 1 | 0 | 6 | 8 | 3 | 0 | 0 | 0 | 0 | 0 | 0 | 0 | 0 | 0 | 0 | 0 | 0 | 0 | 0 | 0
1501001460 | EA | BELT, #BX-50, BX50 (COG TYPE) | HVAC | BELTS | BELTS | CENTRAL STORES | 0 | 0 | 0 | 0 | 0 | 0 | 0 | 0 | 0 | 0 | 1 | 2 | 0 | 0 | 0 | 0 | 0 | 0 | 1 | 0 | 0 | 0 | 0 | 0 | 0 | 0
1501001461 | EA | BELT, #BX-51, BX51 (COG TYPE) | HVAC | BELTS | BELTS | CENTRAL STORES | 0 | 0 | 0 | 0 | 0 | 1 | 0 | 0 | 1 | 1 | 2 | 0 | 1 | 0 | 1 | 0 | 0 | 0 | 2 | 0 | 1 | 0 | 0 | 0 | 0 | 0
1501001464 | EA | BELT, #BX-93, BX93 (COG TYPE) | HVAC | BELTS | BELTS | CENTRAL STORES | 0 | 0 | 0 | 0 | 0 | 0 | 0 | 0 | 0 | 0 | 3 | 0 | 0 | 0 | 0 | 0 | 0 | 0 | 0 | 0 | 3 | 0 | 0 | 0 | 0 | 0
1501001466 | EA | BELT, #BX-120, BX120 (COG TYPE) | HVAC | BELTS | BELTS | CENTRAL STORES | 0 | 0 | 0 | 2 | 2 | 0 | 3 | 2 | 0 | 2 | 3 | 2 | 0 | 0 | 0 | 0 | 0 | 0 | 0 | 0 | 0 | 2 | 0 | 0 | 0 | 0
1501001468 | EA | BELT, #BX-195, BX195 FOR COOLING TOWER | HVAC | BELTS | BELTS | CENTRAL STORES | 0 | 0 | 0 | 0 | 0 | 0 | 3 | 0 | 0 | 0 | 0 | 0 | 0 | 0 | 0 | 0 | 0 | 0 | 0 | 0 | 0 | 0 | 0 | 0 | 0 | 0
1501001476 | EA | BELT, #BX-83, BX83 (COG TYPE) | HVAC | BELTS | BELTS | CENTRAL STORES | 0 | 0 | 0 | 0 | 0 | 0 | 0 | 0 | 0 | 0 | 2 | 0 | 0 | 0 | 0 | 0 | 0 | 0 | 0 | 0 | 0 | 0 | 0 | 0 | 0 | 0
1501001483 | EA | BELT, #BX-44, BX44 (COG TYPE) | HVAC | BELTS | BELTS | CENTRAL STORES | 0 | 0 | 0 | 0 | 0 | 0 | 0 | 0 | 3 | 1 | 0 | 0 | 0 | 0 | 0 | 0 | 0 | 0 | 0 | 1 | 2 | 0 | 0 | 0 | 0 | 0
1501001484 | EA | BELT, #BX-43, BX43 (COG TYPE) | HVAC | BELTS | BELTS | CENTRAL STORES | 0 | 0 | 0 | 0 | 0 | 0 | 0 | 0 | 0 | 1 | 0 | 0 | 0 | 0 | 0 | 0 | 0 | 0 | 0 | 1 | 0 | 0 | 0 | 0 | 0 | 0
1501001494 | EA | BELT, #AX-20, AX20 (COG TYPE) | HVAC | BELTS | BELTS | CENTRAL STORES | 0 | 0 | 0 | 2 | 2 | 1 | 2 | 0 | 2 | 2 | 2 | 4 | 0 | 2 | 3 | 3 | 0 | 0 | 0 | 0 | 0 | 0 | 0 | 0 | 0 | 0
1501001504 | PK | WATER FILTER, UNIVERSAL WHOLE HOUSE REPLACEMENT,CARTRIDGE (2-PACK), 201426 | PLUMBING | FILTERS | FILTERS | CENTRAL STORES | 0 | 0 | 0 | 0 | 0 | 0 | 0 | 0 | 0 | 0 | 0 | 0 | 0 | 0 | 0 | 1 | 0 | 0 | 0 | 0 | 0 | 0 | 0 | 0 | 0 | 0
1501001508 | EA | BELT, #5VX1120 | HVAC | BELTS | BELTS | CENTRAL STORES | 0 | 0 | 0 | 0 | 0 | 0 | 0 | 0 | 2 | 0 | 0 | 0 | 0 | 0 | 0 | 0 | 0 | 0 | 0 | 0 | 0 | 0 | 0 | 0 | 0 | 0
1501001509 | EA | BELT, #5VX1277 | HVAC | BELTS | BELTS | CENTRAL STORES | 0 | 0 | 0 | 0 | 0 | 0 | 0 | 0 | 0 | 0 | 2 | 0 | 0 | 0 | 0 | 0 | 0 | 0 | 0 | 0 | 0 | 0 | 0 | 0 | 0 | 0
1501001510 | EA | BELT, #5VX1320 | HVAC | BELTS | BELTS | CENTRAL STORES | 0 | 0 | 0 | 0 | 0 | 0 | 0 | 0 | 0 | 0 | 4 | 0 | 0 | 0 | 0 | 0 | 0 | 0 | 0 | 0 | 0 | 0 | 0 | 0 | 0 | 0
1501001541 | EA | BELT, #4L190 | HVAC | BELTS | BELTS | CENTRAL STORES | 0 | 0 | 0 | 2 | 0 | 0 | 1 | 0 | 0 | 1 | 1 | 1 | 0 | 0 | 2 | 0 | 0 | 0 | 0 | 0 | 0 | 0 | 0 | 0 | 0 | 0
1501001546 | EA | COIL CLEANER, COIL-NU (NO RINSE) 18OZ AEROSOL 12/CS. | HVAC | CHEMICALS | CLEANERS | CENTRAL STORES | 0 | 0 | 0 | 0 | 0 | 0 | 0 | 0 | 0 | 0 | 0 | 0 | 0 | 0 | 0 | 0 | 0 | 0 | 0 | 0 | 0 | 0 | 0 | 0 | 0 | 0
1501001555 | EA | BELT, #BX-95, BX95 (COG TYPE) | HVAC | BELTS | BELTS | CENTRAL STORES | 0 | 0 | 0 | 0 | 0 | 0 | 0 | 0 | 0 | 0 | 0 | 0 | 0 | 0 | 0 | 0 | 0 | 0 | 0 | 0 | 0 | 0 | 0 | 0 | 0 | 0
1501001558 | EA | BELT, #5VX740 | HVAC | BELTS | BELTS | CENTRAL STORES | 0 | 0 | 0 | 0 | 0 | 0 | 0 | 0 | 0 | 0 | 4 | 0 | 0 | 0 | 0 | 0 | 0 | 0 | 0 | 0 | 4 | 0 | 0 | 0 | 0 | 0
1501001560 | EA | BELT, #5VX800 | HVAC | BELTS | BELTS | CENTRAL STORES | 0 | 0 | 0 | 0 | 0 | 0 | 0 | 0 | 0 | 0 | 2 | 0 | 0 | 0 | 0 | 0 | 0 | 0 | 0 | 0 | 0 | 0 | 0 | 0 | 0 | 0
1501001581 | EA | COMPRESSOR, 1 TON | HVAC | COMPRESSORS | COMPRESSORS | CENTRAL STORES | 0 | 0 | 0 | 0 | 0 | 0 | 0 | 0 | 0 | 0 | 0 | 0 | 0 | 0 | 0 | 0 | 0 | 0 | 0 | 0 | 0 | 0 | 0 | 0 | 0 | 0
1501001584 | EA | MOTOR, BLOWER MOTOR S80-012, 106163003 | HVAC | BLOWERS | BLOWERS | CENTRAL STORES | 0 | 0 | 0 | 0 | 0 | 0 | 0 | 0 | 0 | 0 | 0 | 0 | 0 | 0 | 0 | 0 | 0 | 0 | 1 | 0 | 0 | 0 | 0 | 0 | 0 | 0
1501001626 | EA | BELT, #5VX900 | HVAC | BELTS | BELTS | CENTRAL STORES | 0 | 0 | 0 | 0 | 0 | 0 | 0 | 0 | 0 | 0 | 0 | 0 | 0 | 0 | 0 | 0 | 0 | 0 | 0 | 0 | 0 | 0 | 0 | 0 | 0 | 0
1501001705 | EA | THERMOSTAT, HONEYWELL, T4 PRO, PROGRAMMABLE, 1 HEAT/1 COOL, CONVENTIONAL, TH4110U2005 | HVAC | THERMOSTATS | THERMOSTATS | CENTRAL STORES | 0 | 0 | 0 | 0 | 0 | 0 | 0 | 0 | 0 | 1 | 0 | 0 | 0 | 0 | 0 | 0 | 0 | 0 | 0 | 0 | 0 | 0 | 0 | 0 | 0 | 0
1501001709 | EA | SENSOR, ZONE, SET THREE SPEED FAN (SEN01517) | HVAC | SENSORS | SENSORS | CENTRAL STORES | 0 | 0 | 0 | 0 | 0 | 0 | 0 | 0 | 0 | 0 | 0 | 0 | 0 | 0 | 0 | 0 | 0 | 0 | 0 | 0 | 0 | 0 | 0 | 0 | 0 | 0
1501001712 | EA | ACTUATOR, M133A01 BALL VALVE 24V INVENSYS ACTUATOR | HVAC | ACTUATORS | ACTUATORS | CENTRAL STORES | 0 | 0 | 0 | 0 | 0 | 0 | 0 | 0 | 0 | 0 | 0 | 0 | 0 | 0 | 0 | 0 | 0 | 0 | 0 | 0 | 0 | 0 | 0 | 0 | 0 | 0
1501001717 | EA | CONTACTOR, SINGLE POLE, H130A, HCCY1XQ02AA369C, 30 FLA, 40 A RES, 24 VAC | HVAC | CONTACTORS | CONTACTORS | CENTRAL STORES | 0 | 0 | 0 | 0 | 0 | 0 | 0 | 0 | 0 | 0 | 2 | 0 | 0 | 0 | 0 | 0 | 0 | 2 | 0 | 0 | 0 | 0 | 0 | 0 | 0 | 0
1501001719 | EA | CONTACTOR, DP CONTACTOR C130A 1+P, 30 AMP, 24 VOLT | HVAC | CONTACTORS | CONTACTORS | CENTRAL STORES | 0 | 0 | 0 | 0 | 0 | 0 | 0 | 0 | 0 | 0 | 0 | 0 | 0 | 0 | 0 | 0 | 0 | 0 | 0 | 0 | 0 | 0 | 0 | 0 | 0 | 0
1501001721 | EA | CONTACTOR, 2-POLE DEFINITE PURPOSE CONTACTOR, COIL VOLTAGE: 24; IND. F/L AMPS: 40; MFG. #: C25DNF240T; POLES: 2; RES. AMPS: 50; | HVAC | CONTACTORS | CONTACTORS | CENTRAL STORES | 0 | 0 | 0 | 0 | 2 | 0 | 0 | 2 | 0 | 0 | 2 | 1 | 1 | 0 | 0 | 0 | 0 | 0 | 1 | 0 | 0 | 0 | 0 | 0 | 0 | 0
1501001733 | EA | RELAY, SPP6 HARDSTART RELAY | HVAC | RELAYS | RELAYS | CENTRAL STORES | 0 | 0 | 0 | 0 | 0 | 0 | 0 | 0 | 0 | 0 | 0 | 0 | 0 | 0 | 0 | 0 | 0 | 0 | 0 | 0 | 0 | 0 | 0 | 0 | 0 | 0
1501001734 | EA | RELAY, START, 50A COIL, 383 CONTINUOUS COIL RATING, 60 HZ, 160-170V HOT PICKUP, 153-163V PICK UP, 55-115V DROP OUT, 5600 COIL RESISTANCE, TRANE RLY03148 | CRITICAL ITEM | HVAC | RELAY | CENTRAL STORES | 0 | 0 | 0 | 0 | 0 | 0 | 0 | 0 | 0 | 0 | 0 | 0 | 0 | 0 | 0 | 0 | 0 | 0 | 0 | 0 | 0 | 0 | 0 | 0 | 0 | 0
1501001735 | EA | RELAY, TIME DELAY, POWER POLE-7 FLA 36 RLA AT 240VAC, PILOT POLE-25 VA AT 24 VAC, 2 SEC ON-DELAY (INCLUDES PC BOARD), TRANE RLY02807 | CRITICAL ITEM | HVAC | RELAY | CENTRAL STORES | 0 | 0 | 0 | 0 | 0 | 0 | 0 | 0 | 0 | 0 | 1 | 0 | 0 | 0 | 0 | 0 | 0 | 0 | 0 | 0 | 0 | 0 | 0 | 0 | 0 | 0
1501001737 | EA | RELAY, START, 50A COIL, 332 CONTINUOUS COIL RATING, 60HZ, 220-240V HOT PICK UP, 204-233 PICK UP, 40-90V DROP OUT, 5600 COIL RESISTANCE OHM, TRANE RLY03211 | CRITICAL ITEM | HVAC | RELAY | CENTRAL STORES | 0 | 0 | 0 | 0 | 0 | 0 | 0 | 0 | 0 | 0 | 0 | 0 | 0 | 0 | 0 | 0 | 0 | 0 | 0 | 0 | 0 | 0 | 0 | 0 | 0 | 0
1501001742 | EA | CONTROL, DEFROST, TRANE CNT06081 | CRITICAL ITEM | HVAC | CONTROL | CENTRAL STORES | 0 | 0 | 0 | 0 | 0 | 0 | 0 | 0 | 0 | 0 | 0 | 0 | 0 | 0 | 0 | 0 | 0 | 0 | 0 | 0 | 0 | 0 | 0 | 0 | 0 | 0
1501001744 | EA | BOARD, UNPROGRAMMED TRACER ZN.010 | HVAC | BOARDS | BOARDS | CENTRAL STORES | 0 | 0 | 0 | 0 | 0 | 0 | 0 | 0 | 0 | 0 | 0 | 0 | 0 | 0 | 0 | 0 | 0 | 0 | 0 | 0 | 0 | 0 | 0 | 0 | 0 | 0
1501001749 | EA | SEQUENCER, HS24A342, REPLACEMENT SEQUENCER, 1 POLE 1 SWITCH, H30-90 C1-30, REPLACES L39-273 (OBSOLETE) | HVAC | SEQUENCERS | SEQUENCERS | CENTRAL STORES | 0 | 0 | 0 | 0 | 0 | 0 | 0 | 0 | 0 | 0 | 0 | 0 | 0 | 0 | 0 | 0 | 0 | 0 | 0 | 0 | 0 | 0 | 0 | 0 | 0 | 0
1501001754 | EA | TRANSFORMER, 40VA,200/230V, PRI, 24V SEC, TRANE TRR01122 | CRITICAL ITEM | HVAC | TRANSFORMER | CENTRAL STORES | 0 | 0 | 0 | 0 | 0 | 0 | 0 | 0 | 1 | 0 | 0 | 0 | 0 | 0 | 1 | 0 | 0 | 0 | 0 | 0 | 0 | 0 | 0 | 0 | 0 | 0
1501001755 | EA | CIRCUIT BREAKER, TRANSFORMER, L38-900, AT150F1022, 50VA 120/208/240 | ELECTRICAL | BREAKERS-SMALL | BREAKERS-SMALL | CENTRAL STORES | 0 | 0 | 0 | 0 | 0 | 0 | 0 | 0 | 0 | 0 | 0 | 0 | 0 | 0 | 0 | 0 | 0 | 0 | 0 | 0 | 0 | 0 | 0 | 0 | 0 | 0
1501001756 | EA | TRANSFORMER; 50VA, 208/240V PRI, 24V SEC, TRANE TRR02404 | CRITICAL ITEM | HVAC | TRANSFORMER | CENTRAL STORES | 0 | 0 | 0 | 0 | 0 | 0 | 0 | 0 | 0 | 0 | 0 | 0 | 0 | 0 | 0 | 0 | 0 | 0 | 0 | 0 | 0 | 0 | 0 | 0 | 0 | 0
1501001758 | EA | DRIER, BI FLOW DRIER MFR. MODEL BF-083S | HVAC | CONTROLS | CONTROLS | CENTRAL STORES | 0 | 0 | 0 | 0 | 2 | 0 | 0 | 0 | 0 | 0 | 1 | 1 | 0 | 0 | 0 | 0 | 0 | 0 | 0 | 0 | 0 | 0 | 0 | 0 | 0 | 0
1501001773 | EA | CAPACITOR, RUN, OVAL, 3 MFD, 370 V, POCF3 | HVAC | CAPACITORS | CAPACITORS | CENTRAL STORES | 0 | 0 | 0 | 0 | 0 | 0 | 0 | 0 | 0 | 0 | 0 | 0 | 0 | 0 | 0 | 0 | 0 | 0 | 0 | 0 | 0 | 0 | 0 | 0 | 0 | 0
1501001774 | EA | CAPACITOR, RUN, OVAL, 4 MFD , 370V | ELECTRICAL | CAPACITORS | CAPACITORS | CENTRAL STORES | 0 | 0 | 0 | 0 | 0 | 0 | 0 | 0 | 0 | 0 | 0 | 0 | 0 | 0 | 0 | 0 | 0 | 0 | 0 | 0 | 0 | 0 | 0 | 0 | 0 | 0
1501001776 | EA | CAPACITOR, RUN, ROUND, 5 MFD, 440 V | HVAC | CAPACITORS | CAPACITORS | CENTRAL STORES | 0 | 0 | 0 | 0 | 0 | 0 | 0 | 0 | 0 | 0 | 0 | 1 | 0 | 0 | 0 | 0 | 0 | 0 | 0 | 0 | 0 | 0 | 0 | 0 | 0 | 0
1501001778 | EA | CAPACITOR, RUN, ROUND, 5 MFD, 370/440 V | HVAC | CAPACITORS | CAPACITORS | CENTRAL STORES | 0 | 0 | 0 | 0 | 0 | 0 | 1 | 0 | 0 | 0 | 0 | 0 | 1 | 0 | 0 | 0 | 0 | 0 | 0 | 1 | 0 | 0 | 0 | 0 | 0 | 0
1501001779 | EA | CAPACITOR, RUN, OVAL, 10 MFD, 370 V, POC10 | HVAC | CAPACITORS | CAPACITORS | CENTRAL STORES | 0 | 0 | 0 | 0 | 0 | 0 | 0 | 0 | 0 | 0 | 0 | 1 | 0 | 2 | 0 | 0 | 0 | 0 | 0 | 0 | 0 | 0 | 0 | 0 | 0 | 0
1501001780 | EA | CAPACITOR, RUN, ROUND, 10 MFD, 370 V, PRC10 | HVAC | CAPACITORS | CAPACITORS | CENTRAL STORES | 0 | 0 | 0 | 0 | 0 | 0 | 0 | 0 | 0 | 0 | 0 | 0 | 0 | 0 | 0 | 0 | 0 | 0 | 0 | 0 | 0 | 0 | 0 | 0 | 0 | 0
1501001781 | EA | CAPACITOR, RUN , OVAL, 12.5 MFD, 440/370 VAC | ELECTRICAL | CAPACITORS | CAPACITORS | CENTRAL STORES | 0 | 0 | 0 | 0 | 0 | 0 | 0 | 0 | 0 | 0 | 0 | 0 | 0 | 0 | 0 | 0 | 0 | 0 | 0 | 0 | 0 | 0 | 0 | 0 | 0 | 0
1501001782 | EA | CAPACITOR, RUN, ROUND, 17.5 MFD, 370 V | HVAC | CAPACITORS | CAPACITORS | CENTRAL STORES | 0 | 0 | 0 | 10 | 0 | 0 | 0 | 0 | 0 | 0 | 0 | 0 | 0 | 0 | 0 | 0 | 0 | 0 | 0 | 0 | 0 | 0 | 0 | 0 | 0 | 0
1501001783 | EA | CAPACITOR, RUN, OVAL, 17.5 MFD, 370 V | ELECTRICAL | CAPACITORS | CAPACITORS | CENTRAL STORES | 0 | 0 | 0 | 0 | 0 | 0 | 0 | 0 | 0 | 0 | 0 | 0 | 0 | 0 | 0 | 0 | 0 | 0 | 0 | 0 | 0 | 0 | 0 | 0 | 0 | 0
1501001784 | EA | CAPACITOR, RUN, OVAL, 20 MFD, 370 V | HVAC | CAPACITORS | CAPACITORS | CENTRAL STORES | 0 | 0 | 0 | 0 | 0 | 0 | 0 | 0 | 0 | 0 | 0 | 0 | 0 | 0 | 0 | 0 | 0 | 0 | 0 | 0 | 0 | 0 | 0 | 0 | 0 | 0
1501001785 | EA | CAPACITOR, RUN, ROUND, 20 MFD, 370 V | HVAC | CAPACITORS | CAPACITORS | CENTRAL STORES | 0 | 0 | 0 | 0 | 0 | 0 | 0 | 0 | 0 | 0 | 0 | 0 | 0 | 0 | 0 | 0 | 0 | 0 | 0 | 0 | 0 | 0 | 0 | 0 | 0 | 0
1501001786 | EA | CAPACITOR, RUN, OVAL, DUAL, 20-5 MFD, 370V, POCD205 | HVAC | CAPACITORS | CAPACITORS | CENTRAL STORES | 0 | 0 | 0 | 0 | 0 | 0 | 0 | 0 | 0 | 0 | 0 | 0 | 0 | 0 | 0 | 0 | 0 | 0 | 0 | 0 | 0 | 0 | 0 | 0 | 0 | 0
1501001788 | EA | CAPACITOR, RUN, OVAL, DUAL, 25/5 MFD, 370V | ELECTRICAL | CAPACITORS | CAPACITORS | CENTRAL STORES | 0 | 0 | 0 | 0 | 0 | 0 | 0 | 0 | 0 | 0 | 0 | 0 | 0 | 0 | 0 | 0 | 0 | 0 | 0 | 0 | 0 | 0 | 0 | 0 | 0 | 0
1501001789 | EA | CAPACITOR, RUN, ROUND, DUAL, 25/5 MFD, 440/370 V | HVAC | CAPACITORS | CAPACITORS | CENTRAL STORES | 0 | 0 | 0 | 0 | 0 | 0 | 0 | 0 | 0 | 0 | 0 | 0 | 0 | 0 | 0 | 0 | 0 | 0 | 0 | 0 | 0 | 0 | 0 | 0 | 0 | 0
1501001791 | EA | CAPACITOR, RUN, OVAL, DUAL, , 30/5 MFD, 370 V | HVAC | CAPACITORS | CAPACITORS | CENTRAL STORES | 0 | 0 | 0 | 0 | 0 | 0 | 0 | 0 | 0 | 0 | 0 | 0 | 0 | 0 | 0 | 0 | 0 | 0 | 0 | 0 | 0 | 0 | 0 | 0 | 0 | 0
1501001792 | EA | CAPACITOR, RUN, ROUND, DUAL, 30/5 MFD, 440V | HVAC | CAPACITORS | CAPACITORS | CENTRAL STORES | 0 | 0 | 0 | 0 | 0 | 0 | 2 | 0 | 0 | 0 | 0 | 1 | 0 | 0 | 0 | 0 | 0 | 0 | 0 | 0 | 0 | 0 | 0 | 0 | 0 | 0
1501001793 | EA | CAPACITOR, RUN, ROUND, 70 MFD; 440V, W/O RESISTOR; TRANE SFCAP70440R | CRITICAL ITEM | HVAC | CAPACITOR | CENTRAL STORES | 0 | 0 | 0 | 0 | 0 | 0 | 0 | 0 | 0 | 0 | 0 | 0 | 0 | 0 | 0 | 0 | 0 | 0 | 0 | 0 | 0 | 0 | 0 | 0 | 0 | 0
1501001794 | EA | CAPACITOR, RUN, ROUND, 35 MFD, 370V | HVAC | CAPACITORS | CAPACITORS | CENTRAL STORES | 0 | 0 | 0 | 0 | 0 | 0 | 0 | 0 | 0 | 0 | 0 | 0 | 0 | 0 | 0 | 0 | 0 | 0 | 0 | 0 | 0 | 0 | 0 | 0 | 0 | 0
1501001795 | EA | CAPACITOR, START, ROUND, 140-160 MFD, 330V, WITH RESISTOR, TRANE CPT02327 | CRITICAL ITEM | HVAC | CAPACITOR | CENTRAL STORES | 0 | 0 | 0 | 0 | 0 | 0 | 0 | 0 | 0 | 0 | 1 | 0 | 0 | 0 | 0 | 0 | 0 | 0 | 0 | 0 | 0 | 0 | 0 | 0 | 0 | 0
1501001796 | EA | CAPACITOR, RUN, ROUND, 35/5 MFD, 440 V | HVAC | CAPACITORS | CAPACITORS | CENTRAL STORES | 0 | 0 | 0 | 0 | 4 | 0 | 0 | 0 | 0 | 0 | 0 | 0 | 0 | 7 | 0 | 0 | 0 | 0 | 0 | 1 | 0 | 0 | 0 | 0 | 0 | 0
1501001798 | EA | CAPACITOR, RUN, ROUND, 45 MFD, 440 V, WITHOUT RESISTOR, TRANE CPT00237 | CRITICAL ITEM | HVAC | CAPACITOR | CENTRAL STORES | 0 | 0 | 0 | 0 | 0 | 0 | 0 | 0 | 0 | 0 | 0 | 0 | 0 | 0 | 0 | 0 | 0 | 0 | 0 | 0 | 0 | 0 | 0 | 0 | 0 | 0
1501001802 | EA | CAPACITOR, RUN, ROUND, DUAL, 35/5 MFD, 440/370 V | HVAC | CAPACITORS | CAPACITORS | CENTRAL STORES | 0 | 0 | 0 | 0 | 0 | 9 | 0 | 0 | 0 | 0 | 0 | 0 | 0 | 0 | 0 | 0 | 0 | 0 | 0 | 0 | 0 | 0 | 0 | 0 | 0 | 0
1501001812 | PK | MOTOR, EXHAUST FAN, ASSEMBLY, SUPCO, PKG OF 2 (HD SUPPLY #250475) - FOR TOWERS | HVAC | FANS | FANS | CENTRAL STORES | 0 | 0 | 0 | 0 | 0 | 0 | 0 | 0 | 0 | 0 | 0 | 0 | 0 | 0 | 0 | 0 | 0 | 0 | 0 | 0 | 0 | 0 | 0 | 0 | 0 | 0
1501001813 | EA | BLOWER WHEEL, FAN BLOWER WHEEL W69-385, 62218301K | HVAC | BLOWERS | BLOWERS | CENTRAL STORES | 0 | 0 | 0 | 0 | 0 | 0 | 0 | 0 | 0 | 0 | 0 | 0 | 0 | 0 | 0 | 0 | 0 | 0 | 0 | 0 | 0 | 0 | 0 | 0 | 0 | 0
1501001817 | EA | MOTOR, 1/4 HP, 115V, 2.7A, 60HZ, SINGLE PHASE, 63821-0 | HVAC | MOTORS | MOTORS | CENTRAL STORES | 0 | 0 | 0 | 0 | 0 | 0 | 0 | 0 | 0 | 0 | 0 | 0 | 0 | 0 | 0 | 0 | 0 | 0 | 0 | 0 | 0 | 0 | 0 | 0 | 0 | 0
1501001821 | EA | MOTOR, 1/8HP, 200-230/60/1, 1650RPM, CCW, ENCL, TYPE PSC, 48 FRAME, 4MFD CPT AT 370V | HVAC | MOTORS | MOTORS | CENTRAL STORES | 0 | 0 | 0 | 0 | 0 | 0 | 0 | 0 | 0 | 0 | 0 | 0 | 0 | 0 | 0 | 0 | 0 | 0 | 0 | 0 | 0 | 0 | 0 | 0 | 0 | 0
1501001822 | EA | MOTOR, 1/3HP, 200/230/60/1, 1075RPM, TYPE PSC, 48 FRAME, CCW SLEEVE BEARING, 10 MFD CPT AT 370V | HVAC | MOTORS | MOTORS | CENTRAL STORES | 0 | 0 | 0 | 0 | 0 | 0 | 0 | 0 | 0 | 0 | 0 | 0 | 0 | 0 | 0 | 0 | 0 | 0 | 0 | 0 | 0 | 0 | 0 | 0 | 0 | 0
1501001823 | EA | MOTOR, 1/3HP, 277/60/1, 1030/900/750 RPM, (TRANE MOT04600) | HVAC | MOTORS | MOTORS | CENTRAL STORES | 0 | 0 | 0 | 0 | 0 | 0 | 0 | 0 | 0 | 0 | 0 | 0 | 0 | 0 | 0 | 0 | 0 | 0 | 0 | 0 | 0 | 0 | 0 | 0 | 0 | 0
1501001824 | EA | MOTOR, BLOWER, 1/3 HP, CENTURY, DIRECT DRIVE BLOWER MOTOR, PERMANENT SPLIT CAPACITOR, 1075 NAMEPLATE RPM, 208-230 VOLTAGE - 4MB54¦FM1036 | HVAC | MOTORS | MOTORS | CENTRAL STORES | 0 | 0 | 0 | 0 | 0 | 0 | 0 | 0 | 0 | 0 | 0 | 0 | 0 | 0 | 0 | 0 | 0 | 0 | 0 | 0 | 0 | 0 | 0 | 0 | 0 | 0
1501001825 | EA | MOTOR; CONSTANT TORQUE, 1/2 HP, 208-230/60/1, 1050-600 RPM, CCW, TRANE MOT12292 | CRITICAL ITEM | HVAC | MOTOR | CENTRAL STORES | 0 | 0 | 0 | 0 | 0 | 0 | 0 | 0 | 0 | 0 | 0 | 0 | 0 | 0 | 0 | 0 | 0 | 0 | 0 | 0 | 0 | 0 | 0 | 0 | 0 | 0
1501001826 | EA | MOTOR; CONSTANT TORQUE, 1/3 HP, 230/60/1, 1050-400 RPM, CCW, TRANE MOT13906 | CRITICAL ITEM | HVAC | MOTOR | CENTRAL STORES | 0 | 0 | 0 | 0 | 0 | 0 | 0 | 0 | 0 | 0 | 0 | 0 | 0 | 0 | 0 | 0 | 0 | 0 | 0 | 0 | 0 | 0 | 0 | 0 | 0 | 0
1501001827 | EA | MOTOR; CONSTANT TORQUE, 1/2 HP, 230/60/1, 1050-400 RPM, CCW, TRANE MOT13908 | CRITICAL ITEM | HVAC | MOTOR | CENTRAL STORES | 0 | 0 | 0 | 0 | 0 | 0 | 0 | 0 | 0 | 0 | 0 | 0 | 0 | 0 | 0 | 0 | 0 | 0 | 0 | 0 | 0 | 0 | 0 | 0 | 0 | 0
1501001836 | EA | CLEANER, EVAP-FRESH COIL CLEANER (18 OUNCE CAN) | HVAC | CHEMICALS | CLEANERS | CENTRAL STORES | 0 | 0 | 0 | 0 | 0 | 36 | 3 | 0 | 0 | 0 | 0 | 0 | 1 | 0 | 0 | 0 | 0 | 0 | 0 | 0 | 0 | 0 | 0 | 0 | 0 | 0
1501001855 | EA | SEQUENCER, A-8/10KW, MFG. #B1256552 (FOR USE WITH: AW18, AW24, AW30, HKR) | HVAC | SEQUENCERS | SEQUENCERS | CENTRAL STORES | 0 | 0 | 0 | 0 | 0 | 0 | 0 | 0 | 0 | 0 | 0 | 0 | 0 | 0 | 0 | 0 | 0 | 0 | 0 | 0 | 0 | 0 | 0 | 0 | 0 | 0
1501001858 | EA | MOTOR; MOT04510 TRANE | HVAC | MOTORS | MOTORS | CENTRAL STORES | 0 | 0 | 0 | 0 | 0 | 0 | 0 | 0 | 0 | 0 | 0 | 0 | 0 | 0 | 0 | 0 | 0 | 0 | 0 | 0 | 0 | 0 | 0 | 0 | 0 | 0
1501001867 | PK | BRAZING, STICK (PACK) | PLUMBING | BRAZING | BRAZING | CENTRAL STORES | 0 | 0 | 0 | 0 | 0 | 0 | 0 | 0 | 0 | 0 | 0 | 0 | 0 | 1 | 0 | 0 | 0 | 0 | 0 | 0 | 0 | 0 | 0 | 0 | 0 | 0
1501001889 | EA | RLY2714 RELAY (LOCHINVAR) / RLY2714 RELAY (LOCHINVAR) | HVAC | RELAYS | RELAYS | CENTRAL STORES | 0 | 0 | 0 | 0 | 0 | 0 | 0 | 0 | 0 | 0 | 0 | 0 | 0 | 0 | 0 | 0 | 0 | 0 | 0 | 0 | 0 | 0 | 0 | 0 | 0 | 0
1501001891 | EA | THERMOMETER, (LOCHINVAR), GTP2002 | HVAC | THERMOSTATS | THERMOSTATS | CENTRAL STORES | 0 | 0 | 0 | 0 | 0 | 0 | 0 | 0 | 0 | 0 | 0 | 0 | 0 | 0 | 0 | 0 | 0 | 0 | 0 | 0 | 0 | 0 | 0 | 0 | 0 | 0
1501001892 | EA | TRANSFORMER, TRF2701, (LOCHINVAR) | ELECTRICAL | TRANSFORMERS | TRANSFORMERS | CENTRAL STORES | 0 | 0 | 0 | 0 | 0 | 0 | 0 | 0 | 0 | 0 | 0 | 0 | 0 | 0 | 0 | 0 | 0 | 0 | 0 | 0 | 0 | 0 | 0 | 0 | 0 | 0
1501001893 | EA | SWITCH, WTR2040, FLOW, (LOCHINVAR) | ELECTRICAL | SWITCHES | SWITCHES | CENTRAL STORES | 0 | 0 | 0 | 0 | 0 | 0 | 0 | 0 | 0 | 0 | 0 | 0 | 0 | 0 | 0 | 0 | 0 | 0 | 0 | 0 | 0 | 0 | 0 | 0 | 0 | 0
1501001940 | EA | VALVE, 5/16 EXTENSION, ACCESS MFG. #: A31005 | PLUMBING | VALVES | VALVES | CENTRAL STORES | 0 | 0 | 0 | 0 | 0 | 0 | 0 | 0 | 0 | 0 | 0 | 0 | 0 | 0 | 0 | 0 | 0 | 0 | 0 | 0 | 0 | 0 | 0 | 0 | 0 | 0
1501002079 | EA | BELT, #BX-49, BX49 (COG TYPE) | HVAC | BELTS | BELTS | CENTRAL STORES | 0 | 0 | 0 | 0 | 0 | 0 | 1 | 0 | 0 | 0 | 2 | 0 | 1 | 0 | 0 | 0 | 0 | 1 | 2 | 0 | 0 | 0 | 0 | 0 | 0 | 0
1501002083 | EA | BELT, #5VX1150 | HVAC | BELTS | BELTS | CENTRAL STORES | 0 | 0 | 0 | 0 | 0 | 0 | 0 | 0 | 0 | 0 | 0 | 0 | 2 | 0 | 0 | 0 | 0 | 0 | 0 | 0 | 0 | 0 | 0 | 0 | 0 | 0
1501002084 | EA | BELT, #3VX405 | HVAC | BELTS | BELTS | CENTRAL STORES | 0 | 0 | 0 | 0 | 0 | 0 | 0 | 0 | 0 | 0 | 0 | 0 | 0 | 2 | 0 | 0 | 0 | 0 | 0 | 0 | 0 | 0 | 0 | 0 | 0 | 0
1501002085 | EA | BELT, #3VX710 | HVAC | BELTS | BELTS | CENTRAL STORES | 0 | 0 | 0 | 0 | 3 | 0 | 0 | 0 | 0 | 0 | 5 | 0 | 0 | 0 | 0 | 0 | 0 | 5 | 0 | 0 | 0 | 0 | 0 | 0 | 0 | 0
1501002107 | EA | BELT, #BX-34, BX34 (COG TYPE) | HVAC | BELTS | BELTS | CENTRAL STORES | 0 | 0 | 0 | 0 | 0 | 0 | 0 | 0 | 0 | 0 | 0 | 1 | 0 | 0 | 0 | 0 | 0 | 0 | 0 | 0 | 0 | 0 | 0 | 0 | 0 | 0
1501002108 | EA | BELT, #BX-57, BX57 (COG TYPE) | HVAC | BELTS | BELTS | CENTRAL STORES | 0 | 0 | 0 | 0 | 1 | 0 | 0 | 0 | 1 | 0 | 0 | 0 | 0 | 0 | 0 | 0 | 0 | 0 | 0 | 1 | 0 | 0 | 0 | 0 | 0 | 0
1501002202 | EA | FILTER, BAG, 24X12X12, HEIGHT X WIDTH X DEPTH, (VERTICAL CONFIGURATION), MERV14A, CAMFIL 5P, 405619C12 | HVAC | FILTERS | FILTERS | CENTRAL STORES | 0 | 0 | 0 | 3 | 2 | 0 | 12 | 0 | 19 | 0 | 28 | 10 | 54 | 0 | 4 | 3 | 4 | 0 | 15 | 2 | 2 | 0 | 0 | 0 | 0 | 0
1501002204 | EA | FILTER, BAG, 20X20X12, HEIGHT X WIDTH X DEPTH, MERV14A, CAMFIL 8P, 405619D12 (REPLACES 1501001202) | HVAC | FILTERS | FILTERS | CENTRAL STORES | 0 | 0 | 0 | 0 | 4 | 0 | 35 | 3 | 33 | 0 | 63 | 24 | 24 | 2 | 2 | 16 | 0 | 24 | 2 | 0 | 0 | 0 | 0 | 0 | 0 | 0
1501002206 | EA | FILTER, BAG, 20X24X12, HEIGHT X WIDTH X DEPTH, (HORIZONTAL CONFIGURATION), MERV14A, CAMFIL 10P, 405619E12 (REPLACES 1501003005) | HVAC | FILTERS | FILTERS | CENTRAL STORES | 0 | 0 | 0 | 0 | 32 | 0 | 48 | 24 | 26 | 12 | 80 | 14 | 7 | 9 | 81 | 18 | 0 | 37 | 6 | 0 | 0 | 0 | 0 | 0 | 0 | 0
1501002246 | EA | BELT, #4L410 | HVAC | BELTS | BELTS | CENTRAL STORES | 0 | 0 | 0 | 0 | 0 | 0 | 0 | 0 | 0 | 2 | 0 | 0 | 3 | 0 | 0 | 0 | 0 | 0 | 0 | 0 | 0 | 0 | 2 | 0 | 0 | 0
1501002281 | EA | BELT, #AX-89, AX89 (COG TYPE) | HVAC | BELTS | BELTS | CENTRAL STORES | 0 | 0 | 0 | 1 | 0 | 0 | 0 | 0 | 0 | 0 | 0 | 0 | 1 | 0 | 0 | 0 | 0 | 0 | 0 | 0 | 1 | 1 | 0 | 0 | 0 | 0
1501003002 | EA | DRAIN PAN KIT, SWITCHED SECONDARY DRAIN PAN KIT EZT225 3/4 | HVAC | DRAIN PANS | DRAIN PANS | CENTRAL STORES | 0 | 0 | 0 | 0 | 0 | 0 | 0 | 0 | 0 | 0 | 0 | 0 | 0 | 0 | 0 | 0 | 0 | 0 | 0 | 0 | 0 | 0 | 0 | 0 | 0 | 0
1501003003 | EA | OVERFLOW SAFETY SWITCH, EZT-224 MALE | HVAC | DRAIN PANS | DRAIN PANS | CENTRAL STORES | 0 | 0 | 0 | 0 | 0 | 0 | 0 | 0 | 0 | 0 | 0 | 0 | 0 | 0 | 0 | 0 | 0 | 0 | 0 | 0 | 0 | 0 | 0 | 0 | 0 | 0
1501003004 | EA | OVERFLOW SAFETY SWITCH, EZT-226 FEMALE | HVAC | DRAIN PANS | DRAIN PANS | CENTRAL STORES | 0 | 0 | 0 | 0 | 0 | 0 | 0 | 0 | 0 | 0 | 0 | 0 | 0 | 0 | 0 | 0 | 1 | 0 | 0 | 0 | 0 | 0 | 0 | 0 | 0 | 0
1501003006 | EA | NITROGEN,** REFILL ONLY **, 40 CUBIC FEET, ** IF EMPTY TANK FOR EXCHANGE IS NOT PRESENTED AT THE TIME OF ISSUANCE, CUSTOMER WILL ALSO BE CHARGED FOR TANK (PART #1501006003) ** | HVAC | GASES | NITROGEN | CENTRAL STORES | 0 | 0 | 0 | 0 | 10 | 0 | 0 | 0 | 0 | 6 | 0 | 0 | 0 | 0 | 0 | 0 | 0 | 0 | 0 | 0 | 0 | 0 | 0 | 1 | 0 | 0
1501003011 | EA | CONTACTOR, 1+P/40A/24V, DP (C140A) (OLD PART 1501001720) | HVAC | CONTACTORS | CONTACTORS | CENTRAL STORES | 0 | 0 | 0 | 0 | 0 | 0 | 0 | 0 | 0 | 0 | 1 | 0 | 0 | 1 | 0 | 0 | 0 | 0 | 0 | 0 | 0 | 0 | 0 | 0 | 0 | 0
1501003012 | EA | CONTACTOR, 2P/40A/24V, DP (C240A) (OLD PART 1501001721) | HVAC | CONTACTORS | CONTACTORS | CENTRAL STORES | 0 | 0 | 0 | 0 | 0 | 0 | 0 | 1 | 0 | 0 | 0 | 0 | 0 | 2 | 0 | 0 | 0 | 2 | 0 | 0 | 1 | 0 | 0 | 0 | 0 | 0
1501003017 | EA | BELT,#C158 V-BELT 162.2 INCHES | HVAC | BELTS | BELTS | CENTRAL STORES | 0 | 0 | 0 | 4 | 0 | 0 | 0 | 0 | 0 | 0 | 4 | 0 | 0 | 0 | 0 | 0 | 0 | 0 | 0 | 0 | 0 | 3 | 0 | 0 | 0 | 0
1501003018 | EA | PUMP ASSEMBLY, 1/6 HP LOCHINVAR PUM3010, ARMSTRONG E-SERIES | HVAC | PUMPS | PUMPS | CENTRAL STORES | 0 | 0 | 0 | 0 | 0 | 0 | 0 | 0 | 0 | 0 | 0 | 0 | 0 | 0 | 0 | 0 | 0 | 0 | 0 | 0 | 0 | 0 | 0 | 0 | 0 | 0
1501003019 | EA | LUBRICANT, LPS GREASELESS LUBRICANT 11 OUNCE CAN, PRODUCT #00116 | LUBRICATION | LUBRICANTS | LUBRICANTS | CENTRAL STORES | 0 | 0 | 0 | 0 | 1 | 0 | 0 | 0 | 0 | 0 | 0 | 0 | 0 | 0 | 0 | 0 | 0 | 0 | 0 | 0 | 0 | 0 | 0 | 0 | 0 | 0
1501003022 | EA | CLEANER, LVC CONTACT CLEANER, CFC FREE, 11 OUNCE CAN LPS #05416 | LUBRICATION | LUBRICANTS | SOLVENTS | CENTRAL STORES | 0 | 0 | 0 | 0 | 2 | 0 | 0 | 0 | 0 | 0 | 0 | 0 | 0 | 0 | 0 | 0 | 0 | 0 | 0 | 0 | 0 | 0 | 0 | 0 | 0 | 0
1501003050 | EA | CONTACTOR, 193-EEEB, E1 PLUS SOLID STATE OVERLOAD RELAY, 5.4-27A (3 PHASE) | HVAC | CONTACTORS | CONTACTORS | CENTRAL STORES | 0 | 0 | 0 | 0 | 0 | 0 | 0 | 0 | 0 | 0 | 0 | 0 | 0 | 0 | 0 | 0 | 0 | 0 | 0 | 0 | 0 | 0 | 0 | 0 | 0 | 0
1501003051 | EA | CONTACTOR, 100-C23D10, CONTACTOR, IEC, 23A, 110V 50HZ / 120V 60HZ, SINGLE PACK | HVAC | CONTACTORS | CONTACTORS | CENTRAL STORES | 0 | 0 | 0 | 0 | 0 | 0 | 0 | 0 | 0 | 0 | 0 | 0 | 0 | 0 | 0 | 0 | 0 | 0 | 0 | 0 | 0 | 0 | 0 | 0 | 0 | 0
1501003052 | EA | CONTACTOR, 100-C23KJ10, CONTACTOR, IEC, 23A, 24V 50/60HZ, SINGLE PACK | HVAC | CONTACTORS | CONTACTORS | CENTRAL STORES | 0 | 0 | 0 | 0 | 0 | 0 | 0 | 0 | 0 | 0 | 0 | 0 | 0 | 0 | 0 | 0 | 0 | 0 | 0 | 0 | 0 | 0 | 0 | 0 | 0 | 0
1501003053 | EA | CONTACTORS, 193-EEFD, E1 PLUS SOLID STATE OVERLOAD RELAY, 9-45A (3 PHASE) | HVAC | CONTACTORS | CONTACTORS | CENTRAL STORES | 0 | 0 | 0 | 0 | 0 | 0 | 0 | 0 | 0 | 0 | 0 | 0 | 0 | 0 | 0 | 0 | 0 | 0 | 0 | 0 | 0 | 0 | 0 | 0 | 0 | 0
1501003054 | EA | CONTACTOR, 100-C43D10, CONTACTOR, IEC, 43A, 110V 50HZ / 120V 60HZ, SINGLE PACK | HVAC | CONTACTORS | CONTACTORS | CENTRAL STORES | 0 | 0 | 0 | 0 | 0 | 0 | 0 | 0 | 0 | 0 | 0 | 0 | 0 | 0 | 0 | 0 | 0 | 0 | 0 | 0 | 0 | 0 | 0 | 0 | 0 | 0
1501003055 | EA | CONTACTOR, 100-C43KJ10, IEC, 43A, 24V 50/60HZ, SINGLE PACK | HVAC | CONTACTORS | CONTACTORS | CENTRAL STORES | 0 | 0 | 0 | 0 | 0 | 0 | 0 | 0 | 0 | 0 | 0 | 0 | 0 | 0 | 0 | 0 | 0 | 0 | 0 | 0 | 0 | 0 | 0 | 0 | 0 | 0
1501003056 | EA | CONTACTOR, 100-C85D10, IEC, 85A, 110V 50HZ / 120V 60HZ, SINGLE PACK | HVAC | CONTACTORS | CONTACTORS | CENTRAL STORES | 0 | 0 | 0 | 0 | 0 | 0 | 0 | 0 | 0 | 0 | 0 | 0 | 0 | 0 | 0 | 0 | 0 | 0 | 0 | 0 | 0 | 0 | 0 | 0 | 0 | 0
1501003057 | EA | CONTACTOR, 100-C85KJ10, IEC, 85A, 24V 50/60HZ, SINGLE PACK | HVAC | CONTACTORS | CONTACTORS | CENTRAL STORES | 0 | 0 | 0 | 0 | 0 | 0 | 0 | 0 | 0 | 0 | 0 | 0 | 0 | 0 | 0 | 0 | 0 | 0 | 0 | 0 | 0 | 0 | 0 | 0 | 0 | 0
1501003058 | EA | CONTACT, 193-EEVE, E1 PLUS SOLID STATE OVERLOAD RELAY, 60-120A (3 PHASE) | HVAC | CONTACTORS | CONTACTORS | CENTRAL STORES | 0 | 0 | 0 | 0 | 0 | 0 | 0 | 0 | 0 | 0 | 0 | 0 | 0 | 0 | 0 | 0 | 0 | 0 | 0 | 0 | 0 | 0 | 0 | 0 | 0 | 0
1501003059 | EA | CONTACTOR, 100-C97D10, IEC, 97A, 110V 50HZ / 120V 60HZ, SINGLE PACK | HVAC | CONTACTORS | CONTACTORS | CENTRAL STORES | 0 | 0 | 0 | 0 | 0 | 0 | 0 | 0 | 0 | 0 | 0 | 0 | 0 | 0 | 0 | 0 | 0 | 0 | 0 | 0 | 0 | 0 | 0 | 0 | 0 | 0
1501003061 | EA | CONTACTOR, 100-C97KJ10, IEC, 97A, 24V 50/60HZ, SINGLE PACK | HVAC | CONTACTORS | CONTACTORS | CENTRAL STORES | 0 | 0 | 0 | 0 | 0 | 0 | 0 | 0 | 0 | 0 | 0 | 0 | 0 | 0 | 0 | 0 | 0 | 0 | 0 | 0 | 0 | 0 | 0 | 0 | 0 | 0
1501003063 | EA | CONTACTOR, 400-DP25ND3, 400 DEFINITE PURPOSE CONTACTOR, 25A, 120V 50/60HZ, 3 POLES | HVAC | CONTACTORS | CONTACTORS | CENTRAL STORES | 0 | 0 | 0 | 0 | 0 | 0 | 0 | 0 | 0 | 0 | 0 | 0 | 0 | 0 | 0 | 0 | 0 | 0 | 0 | 0 | 0 | 0 | 0 | 0 | 0 | 0
1501003065 | EA | RELAY, ALLEN-BRADLEY 193-EECB RELAY, OVERLOAD, 1.0 - 5.0A, E1 PLUS, SOLID STATE | ELECTRICAL | RELAYS | RELAYS | CENTRAL STORES | 0 | 0 | 0 | 0 | 0 | 0 | 0 | 0 | 0 | 0 | 0 | 0 | 0 | 0 | 0 | 0 | 0 | 0 | 0 | 0 | 0 | 0 | 0 | 0 | 0 | 0
1501003066 | EA | RELAY, ALLEN-BRADLEY 193-EEGE RELAY, OVERLOAD, 18 - 90A, E1 PLUS, SOLID STATE | ELECTRICAL | RELAYS | RELAYS | CENTRAL STORES | 0 | 0 | 0 | 0 | 0 | 0 | 0 | 0 | 0 | 0 | 0 | 0 | 0 | 0 | 0 | 0 | 0 | 0 | 0 | 0 | 0 | 0 | 0 | 0 | 0 | 0
1501004013 | EA | KIT, OIL PUMP, VSD DRIVE, YORK PART # 371 05506 002 | CRITICAL ITEM | HVAC | KIT | CENTRAL STORES | 0 | 0 | 0 | 0 | 0 | 0 | 0 | 0 | 0 | 0 | 0 | 1 | 0 | 0 | 0 | 0 | 0 | 0 | 0 | 0 | 0 | 0 | 0 | 0 | 0 | 0
1501004014 | EA | OPERATOR, TANG ASSEMBLY, 13.159 OVERALL SHAFT LENGTH, TRANE PART # OPR00330 | CRITICAL ITEM | HVAC | OPERATOR | CENTRAL STORES | 0 | 0 | 0 | 0 | 0 | 0 | 0 | 0 | 0 | 0 | 0 | 0 | 0 | 0 | 0 | 0 | 0 | 0 | 0 | 0 | 0 | 0 | 0 | 0 | 0 | 0
1501004015 | EA | O-RING, 1.299 ID X .103 RD, REFRIGERANT ONLY, TRANE PART # RNG02145 | CRITICAL ITEM | HVAC | RING | CENTRAL STORES | 0 | 0 | 0 | 0 | 0 | 0 | 0 | 0 | 0 | 0 | 0 | 0 | 0 | 0 | 0 | 0 | 0 | 0 | 0 | 0 | 0 | 0 | 0 | 0 | 0 | 0
1501004016 | EA | KIT, FLOW SWITCH, FOR HVAC WITH RUBBER GASKET ADAPTER, NO DIN RAIL, US0031, TRANE PART # KIT18043 | CRITICAL ITEM | HVAC | KIT | CENTRAL STORES | 0 | 0 | 0 | 0 | 0 | 0 | 0 | 0 | 0 | 0 | 0 | 0 | 0 | 0 | 0 | 0 | 0 | 0 | 0 | 0 | 0 | 0 | 0 | 0 | 0 | 0
1501004017 | EA | SENSOR, FLOW PROBE, TRANE PART # SEN01318 | CRITICAL ITEM | HVAC | SENSOR | CENTRAL STORES | 0 | 0 | 0 | 0 | 0 | 0 | 0 | 0 | 0 | 0 | 0 | 0 | 0 | 0 | 0 | 0 | 0 | 0 | 0 | 0 | 0 | 0 | 0 | 0 | 0 | 0
1501004018 | EA | ADAPTOR, CLAMP, 1/2 NPT, STAINLESS STEEL, NEOPRENE SEALING RING FOR FLOW PROBE, TRANE PART # ADP01440 | CRITICAL ITEM | HVAC | ADAPTOR | CENTRAL STORES | 0 | 0 | 0 | 0 | 0 | 0 | 0 | 0 | 0 | 0 | 0 | 0 | 0 | 0 | 0 | 0 | 0 | 0 | 0 | 0 | 0 | 0 | 0 | 0 | 0 | 0
1501004019 | EA | KIT, OIL TANK REGULATOR BLOCK AND REGULATING VALVE ASSEMBLY, WITH REGULATOR BLOCK GASKET AND FLANGE GASKET, LESS OIL FILTER, TRANE PART # KIT15781 | CRITICAL ITEM | HVAC | KIT | CENTRAL STORES | 0 | 0 | 0 | 0 | 0 | 0 | 0 | 0 | 0 | 0 | 0 | 0 | 0 | 0 | 0 | 0 | 0 | 0 | 0 | 0 | 0 | 0 | 0 | 0 | 0 | 0
1501004020 | EA | ELEMENT, HEATER, 120 VOLT, 750 WATT, PAC ROD, WITH 8â€³ LEAD CONNECTORS, TRANE PART # ELM08119 | CRITICAL ITEM | HVAC | ELEMENT | CENTRAL STORES | 0 | 0 | 0 | 0 | 0 | 0 | 0 | 0 | 0 | 0 | 0 | 0 | 0 | 0 | 0 | 0 | 0 | 0 | 0 | 0 | 0 | 0 | 0 | 0 | 0 | 0
1501004021 | EA | TRANSDUCER, 70 PSI, 0.25-18 NPTF, M-PA CK, TRANE PART # TDR00733 | CRITICAL ITEM | HVAC | TRANSDUCER | CENTRAL STORES | 0 | 0 | 0 | 0 | 0 | 0 | 0 | 0 | 0 | 0 | 0 | 0 | 0 | 0 | 0 | 0 | 0 | 0 | 0 | 0 | 0 | 0 | 0 | 0 | 0 | 0
1501004022 | EA | CAPACITOR, START, 189-227 MFD, 110-125 V AC, COMPLETE W/CAPACITOR, CAP AND BRACKET, TRANE PART # CPT01767 | CRITICAL ITEM | HVAC | CAPACITOR | CENTRAL STORES | 0 | 0 | 0 | 0 | 0 | 0 | 0 | 0 | 0 | 0 | 0 | 0 | 0 | 0 | 0 | 0 | 0 | 0 | 0 | 0 | 0 | 0 | 0 | 0 | 0 | 0
1501004023 | EA | TRANSDUCER, WATER PRESSURE DIFFERENTIAL, 24 VAC/DC, 0-30 PSID, TRANE PART # TDR00326 | CRITICAL ITEM | HVAC | TRANSDUCER | CENTRAL STORES | 0 | 0 | 0 | 0 | 0 | 0 | 0 | 0 | 0 | 0 | 0 | 0 | 0 | 0 | 0 | 0 | 0 | 0 | 0 | 0 | 0 | 0 | 0 | 0 | 0 | 0
1501004024 | EA | MODULE, UC800, TRANE PART # MOD01628, | CRITICAL ITEM | HVAC | MODULE | CENTRAL STORES | 0 | 0 | 0 | 0 | 0 | 0 | 0 | 0 | 0 | 0 | 0 | 0 | 0 | 0 | 0 | 0 | 0 | 0 | 0 | 0 | 0 | 0 | 0 | 0 | 0 | 0
1501004025 | EA | BOARD, QUAD RELAY OUTPUT, WITH PLUGGABLE CONNECTORS, PROGRAMMING REQUIRED, TRANE PART # BRD04879 | CRITICAL ITEM | HVAC | BOARD | CENTRAL STORES | 0 | 0 | 0 | 0 | 0 | 0 | 0 | 0 | 0 | 0 | 0 | 0 | 0 | 0 | 0 | 0 | 0 | 0 | 0 | 0 | 0 | 0 | 0 | 0 | 0 | 0
1501004026 | EA | BOARD, POWER SUPPLY, CH530, 27 VAC INPUT, 24 VDC OUTPUT, TRANE PART # BRD02102 | CRITICAL ITEM | HVAC | BOARD | CENTRAL STORES | 0 | 0 | 0 | 0 | 0 | 0 | 0 | 0 | 0 | 0 | 0 | 0 | 0 | 0 | 0 | 0 | 0 | 0 | 0 | 0 | 0 | 0 | 0 | 0 | 0 | 0
1501004027 | EA | MODULE, LARGE, COLOR DISPLAY, TRANE PART # MOD02664 | CRITICAL ITEM | HVAC | MODULE | CENTRAL STORES | 0 | 0 | 0 | 0 | 0 | 0 | 0 | 0 | 0 | 0 | 0 | 0 | 0 | 0 | 0 | 0 | 0 | 0 | 0 | 0 | 0 | 0 | 0 | 0 | 0 | 0
1501004028 | EA | DISK, RUPTURE, 3â€³ NPS, 15 NPS/300F 150# FLANGE RATING, TRANE PART # DSK00092 | CRITICAL ITEM | HVAC | DISK | CENTRAL STORES | 0 | 0 | 0 | 0 | 0 | 0 | 0 | 0 | 0 | 0 | 0 | 0 | 0 | 0 | 0 | 0 | 0 | 0 | 0 | 0 | 0 | 0 | 0 | 0 | 0 | 0
1501004029 | EA | ACTUATOR, LINEAR, 20-45V, STEPPER DRIVE, TRANE PART # ACT00689 | CRITICAL ITEM | HVAC | ACTUATOR | CENTRAL STORES | 0 | 0 | 0 | 0 | 0 | 0 | 0 | 0 | 0 | 0 | 0 | 0 | 0 | 0 | 0 | 0 | 0 | 0 | 0 | 0 | 0 | 0 | 0 | 0 | 0 | 0
1501004030 | EA | SENSOR, TEMPERATURE, OVERMOLDED, PROGRAMMING REQUIRED, TRANE PART # SEN02133 | CRITICAL ITEM | HVAC | SENSOR | CENTRAL STORES | 0 | 0 | 0 | 0 | 0 | 0 | 0 | 0 | 0 | 0 | 0 | 0 | 0 | 0 | 0 | 0 | 0 | 0 | 0 | 0 | 0 | 0 | 0 | 0 | 0 | 0
1501004031 | EA | O-RING, 46.0 ID X .275 RD, WATER ONLY, TRANE PART # RNG02078 | CRITICAL ITEM | HVAC | RING | CENTRAL STORES | 0 | 0 | 0 | 0 | 0 | 0 | 0 | 0 | 0 | 0 | 0 | 0 | 0 | 0 | 0 | 0 | 0 | 0 | 0 | 0 | 0 | 0 | 0 | 0 | 0 | 0
1501004032 | EA | GASKET, 3.75 ID X 5.25 OD, REFRIGERANT ONLY APPLICATION, TRANE PART # GKT04454 | CRITICAL ITEM | HVAC | GASKET | CENTRAL STORES | 0 | 0 | 0 | 0 | 0 | 0 | 0 | 0 | 0 | 0 | 0 | 0 | 0 | 0 | 0 | 0 | 0 | 0 | 0 | 0 | 0 | 0 | 0 | 0 | 0 | 0
1501004033 | EA | GASKET, FLANGE, .12T X 4.38 ID X 6.75 OD, REFRIGERANT ONLY APPLICATION, TRANE PART # GKT04452 | CRITICAL ITEM | HVAC | GASKET | CENTRAL STORES | 0 | 0 | 0 | 0 | 0 | 0 | 0 | 0 | 0 | 0 | 0 | 0 | 0 | 0 | 0 | 0 | 0 | 0 | 0 | 0 | 0 | 0 | 0 | 0 | 0 | 0
1501006003 | EA | CHARGE/DEPOSIT FOR NITROGEN BOTTLE. TO TO BE USED IN ADDITION TO 1501003006 (REFILL) IF CUSTOMER DOES NOT HAVE BOTTLE TO EXCHANGE. | HVAC | GASES | NITROGEN | CENTRAL STORES | 0 | 0 | 0 | 0 | 0 | 0 | 0 | 0 | 0 | 1 | 0 | 0 | 0 | 0 | 0 | 0 | 0 | 0 | 0 | 0 | 0 | 0 | 0 | 1 | 0 | 0
1540001000 | EA | FITTING, 1-1/2â€³, FEMALE, ADAPTER | PLUMBING | FITTINGS | FITTINGS | CENTRAL STORES | 0 | 0 | 0 | 0 | 0 | 0 | 0 | 0 | 0 | 0 | 0 | 0 | 0 | 0 | 0 | 0 | 0 | 0 | 0 | 0 | 0 | 0 | 0 | 0 | 0 | 0
1540001002 | EA | FITTING, 3/8â€³ X 3/8â€³, COMPRESSION, MALE, ADAPTER | PLUMBING | FITTINGS | FITTINGS | CENTRAL STORES | 0 | 0 | 0 | 0 | 0 | 0 | 0 | 0 | 0 | 0 | 0 | 0 | 0 | 0 | 0 | 0 | 0 | 0 | 0 | 0 | 0 | 0 | 0 | 0 | 0 | 0
1540001004 | EA | 3/8â€³ X 1/2â€³ I.P. COMP ADAPT / 3/8â€³ X 1/2â€³ I.P. COMPRESSION ADAPTER (FEMALE) | PLUMBING | FITTINGS | FITTINGS | CENTRAL STORES | 0 | 0 | 0 | 0 | 0 | 0 | 0 | 0 | 0 | 0 | 0 | 0 | 0 | 0 | 0 | 0 | 0 | 0 | 0 | 0 | 0 | 0 | 0 | 0 | 0 | 0
1540001005 | EA | FITTING, 1/2â€³ X 1/2â€³, I.P., COMPRESSION, ADAPTER | PLUMBING | FITTINGS | FITTINGS | CENTRAL STORES | 0 | 0 | 0 | 0 | 0 | 0 | 0 | 0 | 0 | 0 | 0 | 0 | 0 | 0 | 0 | 0 | 0 | 0 | 0 | 0 | 0 | 0 | 0 | 0 | 0 | 0
1540001007 | EA | FITTING, 3/4â€³, HOSE, ADAPTER (FPT X FHT) | PLUMBING | FITTINGS | FITTINGS | CENTRAL STORES | 0 | 0 | 0 | 0 | 0 | 0 | 0 | 0 | 0 | 0 | 0 | 0 | 0 | 0 | 0 | 0 | 0 | 0 | 0 | 0 | 0 | 0 | 0 | 0 | 0 | 0
1540001010 | EA | AERATOR, DUAL THREAD, LARGE, HUGHES#720 BG 15/16-27&55/64-27 | PLUMBING | FAUCETS | FAUCETS | CENTRAL STORES | 0 | 0 | 0 | 0 | 20 | 0 | 20 | 0 | 0 | 0 | 0 | 0 | 0 | 0 | 0 | 0 | 0 | 0 | 0 | 0 | 0 | 0 | 0 | 0 | 0 | 0
1540001011 | EA | AERATOR, FEMALE, SMALL | PLUMBING | FAUCETS | FAUCETS | CENTRAL STORES | 0 | 0 | 0 | 0 | 10 | 0 | 0 | 0 | 0 | 0 | 0 | 0 | 0 | 0 | 0 | 0 | 0 | 0 | 0 | 0 | 0 | 0 | 0 | 0 | 0 | 0
1540001054 | EA | BOLT, 5/16â€³ X 2-1/4â€³, BRASS CLOSET | FASTENERS | BOLTS | BOLTS | CENTRAL STORES | 0 | 0 | 0 | 0 | 0 | 0 | 0 | 0 | 0 | 0 | 0 | 0 | 0 | 0 | 0 | 0 | 0 | 0 | 0 | 0 | 0 | 0 | 0 | 0 | 0 | 0
1540001055 | PK | BOLT, 1/4â€³ X 2-1/4â€³, BRASS COMMODE (2 BOLTS@PKG) | FASTENERS | BOLTS | BOLTS | CENTRAL STORES | 0 | 0 | 0 | 0 | 0 | 0 | 0 | 0 | 0 | 0 | 0 | 0 | 0 | 0 | 0 | 0 | 0 | 0 | 0 | 0 | 0 | 0 | 0 | 0 | 0 | 0
1540001056 | EA | BRACKET, WALL, 1-1/4â€³ THICK, 656-6368 | HARDWARE | HANGARS | HANGARS | CENTRAL STORES | 0 | 0 | 0 | 0 | 0 | 0 | 0 | 0 | 0 | 0 | 0 | 0 | 0 | 0 | 0 | 0 | 0 | 0 | 0 | 0 | 0 | 0 | 0 | 0 | 0 | 0
1540001057 | EA | INSWING STRIKE & KEEPER / INSWING STRIKE & KEEPER | TBD | TBD | TBD | CENTRAL STORES | 0 | 0 | 0 | 0 | 0 | 0 | 0 | 0 | 0 | 0 | 0 | 0 | 0 | 0 | 0 | 0 | 0 | 0 | 0 | 0 | 0 | 0 | 0 | 0 | 0 | 0
1540001058 | EA | BRACKET, V-URINAL WALL, CHROME | HARDWARE | HANGARS | HANGARS | CENTRAL STORES | 0 | 0 | 0 | 0 | 0 | 0 | 0 | 0 | 0 | 0 | 0 | 0 | 0 | 0 | 0 | 0 | 0 | 0 | 0 | 0 | 0 | 0 | 0 | 0 | 0 | 0
1540001060 | EA | GASKET, 1-1/4â€³ X 3/4â€³, REDUCING, URINAL, SPUD/GASKET (COMBO) | PLUMBING | GASKETS | GASKETS | CENTRAL STORES | 0 | 0 | 0 | 0 | 0 | 0 | 0 | 0 | 0 | 0 | 0 | 0 | 0 | 0 | 0 | 0 | 0 | 0 | 0 | 0 | 0 | 0 | 0 | 0 | 0 | 0
1540001066 | EA | FITTING, 3/4â€³, BRASS, HOSE ADAPTER, (FPT X MHT) | PLUMBING | FITTINGS | FITTINGS | CENTRAL STORES | 0 | 0 | 0 | 0 | 0 | 0 | 0 | 0 | 0 | 0 | 0 | 0 | 0 | 0 | 0 | 0 | 0 | 0 | 0 | 0 | 0 | 0 | 0 | 0 | 0 | 0
1540001068 | EA | FITTING, 1'' X 3/4â€³, BRASS, BUSHING | PLUMBING | FITTINGS | FITTINGS | CENTRAL STORES | 0 | 0 | 0 | 0 | 0 | 0 | 0 | 0 | 0 | 0 | 0 | 0 | 0 | 0 | 0 | 0 | 0 | 0 | 0 | 0 | 0 | 0 | 0 | 0 | 0 | 0
1540001070 | EA | FITTING, 3/4â€³ X 3/8â€³, BRASS, BUSHING | PLUMBING | FITTINGS | FITTINGS | CENTRAL STORES | 0 | 0 | 0 | 0 | 0 | 0 | 0 | 0 | 0 | 0 | 0 | 0 | 0 | 0 | 0 | 0 | 0 | 0 | 0 | 0 | 0 | 0 | 0 | 0 | 0 | 0
1540001072 | EA | FITTING, 1/4â€³, BRASS, 90 ELL (FPT) | PLUMBING | FITTINGS | FITTINGS | CENTRAL STORES | 0 | 0 | 0 | 0 | 0 | 0 | 0 | 0 | 0 | 0 | 0 | 0 | 0 | 0 | 0 | 0 | 0 | 0 | 0 | 0 | 0 | 0 | 0 | 0 | 0 | 0
1540001077 | EA | FITTING, 3/8â€³ X 1-1/2â€³, BRASS, NIPPLE | PLUMBING | FITTINGS | FITTINGS | CENTRAL STORES | 0 | 0 | 0 | 0 | 0 | 0 | 0 | 0 | 0 | 0 | 0 | 0 | 0 | 0 | 0 | 0 | 0 | 0 | 0 | 0 | 0 | 0 | 0 | 0 | 0 | 0
1540001078 | EA | FITTING, 1/2â€³ X CLOSE, BRASS, NIPPLE | PLUMBING | FITTINGS | FITTINGS | CENTRAL STORES | 0 | 0 | 0 | 0 | 0 | 0 | 0 | 0 | 0 | 0 | 0 | 0 | 0 | 0 | 0 | 0 | 0 | 0 | 0 | 0 | 0 | 0 | 0 | 0 | 0 | 0
1540001079 | EA | NUT, 1/8â€³O.D., BRASS COMPRESSION | FASTENERS | NUTS | NUTS | CENTRAL STORES | 0 | 0 | 0 | 0 | 0 | 0 | 0 | 0 | 0 | 0 | 0 | 0 | 0 | 0 | 0 | 0 | 0 | 0 | 0 | 0 | 0 | 0 | 0 | 0 | 0 | 0
1540001081 | EA | NUT, 5/8â€³O.D., BRASS COMPRESSION | FASTENERS | NUTS | NUTS | CENTRAL STORES | 0 | 0 | 0 | 0 | 0 | 0 | 0 | 0 | 0 | 0 | 0 | 0 | 0 | 0 | 0 | 0 | 0 | 0 | 0 | 0 | 0 | 0 | 0 | 0 | 0 | 0
1540001085 | EA | NUT, 5/8â€³O.D., BRASS FLARE | FASTENERS | NUTS | NUTS | CENTRAL STORES | 0 | 0 | 0 | 0 | 0 | 0 | 0 | 0 | 0 | 0 | 0 | 0 | 0 | 0 | 0 | 0 | 0 | 0 | 0 | 0 | 0 | 0 | 0 | 0 | 0 | 0
1540001086 | EA | FITTING, 1â€³, BRASS, PLUG | PLUMBING | FITTINGS | FITTINGS | CENTRAL STORES | 0 | 0 | 0 | 0 | 0 | 0 | 0 | 0 | 0 | 0 | 0 | 0 | 0 | 0 | 0 | 0 | 0 | 0 | 0 | 0 | 0 | 0 | 0 | 0 | 0 | 0
1540001089 | EA | FITTING, 1/4â€³O.D., BRASS, COMPRESSION, TEE | PLUMBING | FITTINGS | FITTINGS | CENTRAL STORES | 0 | 0 | 0 | 0 | 0 | 0 | 0 | 0 | 0 | 0 | 0 | 0 | 0 | 0 | 0 | 0 | 0 | 0 | 0 | 0 | 0 | 0 | 0 | 0 | 0 | 0
1540001092 | EA | FITTING, 5/8''O.D., BRASS, COMPRESSION, UNION | PLUMBING | FITTINGS | FITTINGS | CENTRAL STORES | 0 | 0 | 0 | 0 | 0 | 0 | 0 | 0 | 0 | 0 | 0 | 0 | 0 | 0 | 0 | 0 | 0 | 0 | 0 | 0 | 0 | 0 | 0 | 0 | 0 | 0
1540001093 | EA | FITTING, 7/8â€³, BRASS, COMPRESSION, UNION | PLUMBING | FITTINGS | FITTINGS | CENTRAL STORES | 0 | 0 | 0 | 0 | 0 | 0 | 0 | 0 | 0 | 0 | 0 | 0 | 0 | 0 | 0 | 0 | 0 | 0 | 0 | 0 | 0 | 0 | 0 | 0 | 0 | 0
1540001094 | EA | FITTING, 3/8â€³O.D., BRASS, COMP, UNION | PLUMBING | FITTINGS | FITTINGS | CENTRAL STORES | 0 | 0 | 0 | 0 | 0 | 0 | 0 | 0 | 0 | 0 | 0 | 0 | 0 | 0 | 0 | 0 | 0 | 0 | 0 | 0 | 0 | 0 | 0 | 0 | 0 | 0
1540001095 | EA | FITTING, 1/4â€³O.D., BRASS, COMPRESSION, UNION | PLUMBING | FITTINGS | FITTINGS | CENTRAL STORES | 0 | 0 | 0 | 0 | 0 | 0 | 0 | 0 | 0 | 0 | 0 | 0 | 0 | 0 | 0 | 0 | 0 | 0 | 0 | 0 | 0 | 0 | 0 | 0 | 0 | 0
1540001096 | EA | FITTING, 3/8â€³O.D. X 1/4â€³O.D., BRASS, COMPRESSION, UNION | PLUMBING | FITTINGS | FITTINGS | CENTRAL STORES | 0 | 0 | 0 | 0 | 0 | 0 | 0 | 0 | 0 | 0 | 0 | 0 | 0 | 1 | 0 | 0 | 0 | 0 | 0 | 0 | 0 | 0 | 0 | 0 | 0 | 0
1540001102 | EA | VALVE, 1â€³, BRASS BALL, (FPT) | PLUMBING | VALVES | VALVES | CENTRAL STORES | 0 | 0 | 0 | 0 | 0 | 0 | 0 | 0 | 0 | 0 | 0 | 0 | 0 | 0 | 0 | 0 | 0 | 0 | 0 | 0 | 0 | 0 | 0 | 0 | 0 | 0
1540001106 | EA | VALVE, 1-1/2â€³, BRASS BALL, (FPT) | PLUMBING | VALVES | VALVES | CENTRAL STORES | 0 | 0 | 0 | 0 | 0 | 0 | 0 | 0 | 0 | 0 | 0 | 0 | 0 | 0 | 0 | 0 | 0 | 0 | 0 | 0 | 0 | 0 | 0 | 0 | 0 | 0
1540001108 | EA | VALVE, 3/4â€³, BRASS BALL, (FPT) THREADED | PLUMBING | VALVES | VALVES | CENTRAL STORES | 0 | 0 | 0 | 0 | 0 | 0 | 0 | 0 | 0 | 0 | 0 | 1 | 0 | 0 | 0 | 0 | 0 | 0 | 0 | 0 | 0 | 0 | 0 | 0 | 0 | 0
1540001109 | EA | VALVE, 1'', BRASS CHECK, (FPT) | PLUMBING | VALVES | VALVES | CENTRAL STORES | 0 | 0 | 0 | 0 | 0 | 0 | 0 | 0 | 0 | 0 | 0 | 0 | 0 | 0 | 0 | 0 | 0 | 0 | 0 | 0 | 0 | 0 | 0 | 0 | 0 | 0
1540001111 | EA | VALVE, 1/2â€³, BRASS CHECK, (FPT) | PLUMBING | VALVES | VALVES | CENTRAL STORES | 0 | 0 | 0 | 0 | 0 | 0 | 0 | 0 | 0 | 0 | 0 | 0 | 0 | 0 | 0 | 0 | 0 | 0 | 0 | 0 | 0 | 0 | 0 | 0 | 0 | 0
1540001112 | EA | VALVE, 3/8â€³, BRASS CHECK, (FPT) | PLUMBING | VALVES | VALVES | CENTRAL STORES | 0 | 0 | 0 | 0 | 0 | 0 | 0 | 0 | 0 | 0 | 0 | 0 | 0 | 0 | 0 | 0 | 0 | 0 | 0 | 0 | 0 | 0 | 0 | 0 | 0 | 0
1540001114 | EA | VALVE, 1/4â€³, BRASS CHECK, (FPT) | PLUMBING | VALVES | VALVES | CENTRAL STORES | 0 | 0 | 0 | 0 | 0 | 0 | 0 | 0 | 0 | 0 | 0 | 0 | 0 | 0 | 0 | 0 | 0 | 0 | 0 | 0 | 0 | 0 | 0 | 0 | 0 | 0
1540001117 | EA | DRAIN, 1/2â€³, BRASS, BOILER, (FPT) | PLUMBING | DRAINS | DRAINS | CENTRAL STORES | 0 | 0 | 0 | 0 | 0 | 0 | 0 | 1 | 0 | 0 | 0 | 0 | 0 | 0 | 0 | 0 | 0 | 0 | 0 | 0 | 0 | 0 | 0 | 0 | 0 | 0
1540001118 | EA | DRAIN, 1/2â€³, BRASS, BOILER, (MPT) | PLUMBING | FITTINGS | FITTINGS | CENTRAL STORES | 0 | 0 | 0 | 0 | 0 | 0 | 0 | 0 | 0 | 0 | 0 | 0 | 0 | 0 | 0 | 0 | 0 | 0 | 0 | 0 | 0 | 0 | 0 | 0 | 0 | 0
1540001119 | EA | DRAIN, 3/4â€³, BRASS, BOILER, (MPT) | PLUMBING | FITTINGS | FITTINGS | CENTRAL STORES | 0 | 0 | 0 | 0 | 0 | 0 | 0 | 0 | 0 | 0 | 0 | 0 | 0 | 0 | 0 | 0 | 0 | 0 | 0 | 0 | 0 | 0 | 0 | 0 | 0 | 0
1540001121 | EA | VALVE, 1/4â€³, BRASS GATE, (FPT) | PLUMBING | VALVES | VALVES | CENTRAL STORES | 0 | 0 | 0 | 0 | 0 | 0 | 0 | 0 | 0 | 0 | 0 | 0 | 0 | 0 | 0 | 0 | 0 | 1 | 0 | 0 | 0 | 0 | 0 | 0 | 0 | 0
1540001136 | EA | VALVE, 1-1/4â€³, GATE (FPT) | PLUMBING | VALVES | VALVES | CENTRAL STORES | 0 | 0 | 0 | 0 | 0 | 0 | 0 | 0 | 0 | 0 | 0 | 0 | 0 | 0 | 0 | 0 | 0 | 0 | 0 | 0 | 0 | 0 | 0 | 0 | 0 | 0
1540001138 | EA | DRAIN, GRID, PROFLO, 1-1/4 X 6 IN., 17 GA | PLUMBING | DRAINS | DRAINS | CENTRAL STORES | 0 | 0 | 0 | 0 | 0 | 0 | 0 | 0 | 0 | 0 | 0 | 0 | 0 | 0 | 0 | 0 | 0 | 0 | 0 | 0 | 0 | 0 | 0 | 0 | 0 | 0
1540001144 | EA | VACUUM BREAKER, CHROME, 1/2â€³ | PLUMBING | FITTINGS | FITTINGS | CENTRAL STORES | 0 | 0 | 0 | 0 | 0 | 0 | 0 | 0 | 0 | 0 | 0 | 0 | 0 | 0 | 0 | 0 | 0 | 0 | 0 | 0 | 0 | 0 | 0 | 0 | 0 | 0
1540001145 | EA | 1/2â€³ WIRE BRUSH / 1/2â€³ COPPER FITTING CLEANING BRUSH | TBD | TBD | TBD | CENTRAL STORES | 0 | 0 | 0 | 0 | 0 | 0 | 0 | 0 | 0 | 0 | 0 | 0 | 0 | 0 | 0 | 0 | 0 | 0 | 0 | 0 | 0 | 0 | 0 | 0 | 0 | 0
1540001146 | EA | 3/8â€³ WIRE BRUSH / 3/8â€³ COPPER FITTING CLEANING BRUSH | TBD | TBD | TBD | CENTRAL STORES | 0 | 0 | 0 | 0 | 0 | 0 | 0 | 0 | 0 | 0 | 0 | 0 | 0 | 0 | 0 | 0 | 0 | 0 | 0 | 0 | 0 | 0 | 0 | 0 | 0 | 0
1540001148 | EA | BUMPER KEEPER -BATHROOM / BUMPER KEEPER FOR BATHROOM | TBD | TBD | TBD | CENTRAL STORES | 0 | 0 | 0 | 0 | 0 | 0 | 0 | 0 | 0 | 0 | 0 | 0 | 0 | 0 | 0 | 0 | 0 | 0 | 0 | 0 | 0 | 0 | 0 | 0 | 0 | 0
1540001153 | EA | ZURN FLUSH VALVE CARTRIDGE / ZURN FLUSH VALVE CARTRIDGE Z-4000-E | PLUMBING | REPAIR KITS | REPAIR KITS | CENTRAL STORES | 0 | 0 | 0 | 0 | 0 | 0 | 0 | 0 | 0 | 0 | 0 | 0 | 0 | 0 | 0 | 0 | 0 | 0 | 0 | 0 | 0 | 0 | 0 | 0 | 0 | 0
1540001154 | EA | AQUA-PURE FILTER / DRINKING FOUNTAIN CARTRIDGE (AQUA-PURE #AP217) | TBD | TBD | TBD | CENTRAL STORES | 0 | 0 | 0 | 0 | 0 | 0 | 0 | 0 | 0 | 0 | 0 | 0 | 0 | 0 | 0 | 0 | 0 | 0 | 0 | 0 | 0 | 0 | 0 | 0 | 0 | 0
1540001164 | EA | URINAL, KOHLER, K4989-T-0, â€³FRESHMANâ€³ (WALL HUNG) | PLUMBING | FIXTURES | FIXTURES | CENTRAL STORES | 0 | 0 | 0 | 0 | 0 | 0 | 0 | 0 | 0 | 0 | 0 | 0 | 0 | 0 | 0 | 0 | 0 | 0 | 0 | 0 | 0 | 0 | 0 | 0 | 0 | 0
1540001181 | EA | TUBING, COPPER, 3/4â€³, 50' | PLUMBING | PIPE | COPPER PIPE | CENTRAL STORES | 0 | 0 | 0 | 0 | 0 | 0 | 0 | 0 | 0 | 0 | 0 | 0 | 0 | 0 | 0 | 0 | 0 | 0 | 0 | 0 | 0 | 0 | 0 | 0 | 0 | 0
1540001182 | RL | TUBING, COPPER, 7/8â€³, 50' | PLUMBING | PIPE | COPPER PIPE | CENTRAL STORES | 0 | 0 | 0 | 0 | 0 | 0 | 0 | 0 | 0 | 0 | 0 | 0 | 0 | 0 | 0 | 0 | 0 | 0 | 0 | 0 | 0 | 0 | 0 | 0 | 0 | 0
1540001258 | EA | COUPLING, 3/4â€³, GRAY PVC, SCH. 40 | PLUMBING | FITTINGS | FITTINGS | CENTRAL STORES | 0 | 0 | 0 | 0 | 0 | 0 | 0 | 0 | 0 | 0 | 0 | 0 | 0 | 0 | 0 | 0 | 0 | 0 | 0 | 0 | 0 | 0 | 0 | 0 | 0 | 0
1540001259 | EA | COUPLING, 1/2â€³, BRASS, COMPRESSION | PLUMBING | FITTINGS | FITTINGS | CENTRAL STORES | 0 | 0 | 0 | 0 | 0 | 0 | 0 | 0 | 0 | 0 | 0 | 0 | 0 | 0 | 0 | 0 | 0 | 0 | 0 | 0 | 0 | 0 | 0 | 0 | 0 | 0
1540001265 | EA | COUPLING, 1/2â€³, CPVC*DEAD STOCK*WILL BE DISCONTINUED AFTER STOCK DEPLETED | PLUMBING | FITTINGS | FITTINGS | CENTRAL STORES | 0 | 0 | 0 | 0 | 0 | 0 | 0 | 0 | 0 | 0 | 0 | 0 | 0 | 0 | 0 | 0 | 0 | 0 | 0 | 0 | 0 | 0 | 0 | 0 | 0 | 0
1540001269 | EA | COUPLING, 3â€³, FERNCO | PLUMBING | FITTINGS | FITTINGS | CENTRAL STORES | 0 | 0 | 0 | 0 | 0 | 0 | 0 | 0 | 0 | 0 | 0 | 0 | 0 | 0 | 0 | 0 | 0 | 0 | 0 | 0 | 0 | 0 | 0 | 0 | 0 | 0
1540001270 | EA | COUPLING, 4â€³, FERNCO, FOR CAST IRON, P1056-44, SIZE 80 | PLUMBING | FITTINGS | FITTINGS | CENTRAL STORES | 0 | 0 | 0 | 0 | 0 | 0 | 0 | 0 | 0 | 0 | 0 | 0 | 0 | 0 | 0 | 0 | 0 | 0 | 0 | 0 | 0 | 0 | 0 | 0 | 0 | 0
1540001272 | EA | COUPLING, 3â€³, RUBBER, NO HUB, 300000 | PLUMBING | FITTINGS | FITTINGS | CENTRAL STORES | 0 | 0 | 0 | 0 | 0 | 0 | 0 | 0 | 0 | 0 | 0 | 0 | 0 | 0 | 0 | 0 | 0 | 0 | 0 | 0 | 0 | 0 | 0 | 0 | 0 | 0
1540001273 | EA | COUPLING, 2â€³, RUBBER, NO HUB, 200000 | PLUMBING | FITTINGS | FITTINGS | CENTRAL STORES | 0 | 0 | 0 | 0 | 0 | 0 | 0 | 0 | 0 | 0 | 0 | 0 | 0 | 0 | 0 | 0 | 0 | 0 | 0 | 0 | 0 | 0 | 0 | 0 | 0 | 0
1540001277 | EA | REPAIR KIT, SLOAN INSIDE COVER (SLOAN # A-71) | PLUMBING | REPAIR KITS | REPAIR KITS | CENTRAL STORES | 0 | 0 | 0 | 0 | 0 | 0 | 0 | 1 | 0 | 0 | 0 | 0 | 0 | 0 | 0 | 0 | 0 | 0 | 0 | 0 | 0 | 0 | 0 | 0 | 0 | 0
1540001278 | EA | COMMODE BOLT COVER / COMMODE BOLT COVER | PLUMBING | REPAIR KITS | REPAIR KITS | CENTRAL STORES | 0 | 0 | 0 | 0 | 0 | 0 | 0 | 0 | 0 | 0 | 0 | 0 | 0 | 0 | 0 | 0 | 0 | 0 | 0 | 0 | 0 | 0 | 0 | 0 | 0 | 0
1540001282 | EA | FITTING, 1/2â€³, CPVC, 90 DEGREE ELBOW | PLUMBING | FITTINGS | FITTINGS | CENTRAL STORES | 0 | 0 | 0 | 0 | 0 | 0 | 0 | 0 | 0 | 0 | 0 | 0 | 0 | 0 | 0 | 0 | 0 | 0 | 0 | 0 | 0 | 0 | 0 | 0 | 0 | 0
1540001283 | EA | FITTING, 1/2â€³, CPVC, MALE ADAPTER, THREADED | PLUMBING | FITTINGS | FITTINGS | CENTRAL STORES | 0 | 0 | 0 | 0 | 0 | 0 | 0 | 0 | 0 | 0 | 0 | 0 | 0 | 0 | 0 | 0 | 0 | 0 | 0 | 0 | 0 | 0 | 0 | 0 | 0 | 0
1540001288 | EA | FITTING, 1/2â€³, CPVC, 45 DEGREE ELL | PLUMBING | FITTINGS | FITTINGS | CENTRAL STORES | 0 | 0 | 0 | 0 | 0 | 0 | 0 | 0 | 0 | 0 | 0 | 0 | 0 | 0 | 0 | 0 | 0 | 0 | 0 | 0 | 0 | 0 | 0 | 0 | 0 | 0
1540001289 | EA | FITTING, 3/4â€³, CPVC, TEE | PLUMBING | FITTINGS | FITTINGS | CENTRAL STORES | 0 | 0 | 0 | 0 | 0 | 0 | 0 | 0 | 0 | 0 | 0 | 0 | 0 | 0 | 0 | 0 | 0 | 0 | 0 | 0 | 0 | 0 | 0 | 0 | 0 | 0
1540001290 | EA | FITTING, 3/4â€³, CPVC, MALE ADAPTER | PLUMBING | FITTINGS | FITTINGS | CENTRAL STORES | 0 | 0 | 0 | 0 | 0 | 0 | 0 | 0 | 0 | 0 | 0 | 0 | 0 | 0 | 0 | 0 | 0 | 0 | 0 | 0 | 0 | 0 | 0 | 0 | 0 | 0
1540001293 | EA | FITTING, 3/4â€³, CPVC, 45 DEGREE ELL | PLUMBING | FITTINGS | FITTINGS | CENTRAL STORES | 0 | 0 | 0 | 0 | 0 | 0 | 0 | 0 | 0 | 0 | 0 | 0 | 0 | 0 | 0 | 0 | 0 | 0 | 0 | 0 | 0 | 0 | 0 | 0 | 0 | 0
1540001294 | EA | FITTING, 1/2â€³, CPVC, TEE | PLUMBING | FITTINGS | FITTINGS | CENTRAL STORES | 0 | 0 | 0 | 0 | 0 | 0 | 0 | 0 | 0 | 0 | 0 | 0 | 0 | 0 | 0 | 0 | 0 | 0 | 0 | 0 | 0 | 0 | 0 | 0 | 0 | 0
1540001302 | EA | FITTING, 1/2â€³, CPVC, 90 DEGREE ELL*DEAD STOCK*WILL DISCONTINUE AFTER STOCK DEPLETED | PLUMBING | FITTINGS | FITTINGS | CENTRAL STORES | 0 | 0 | 0 | 0 | 0 | 0 | 0 | 0 | 0 | 0 | 0 | 0 | 0 | 0 | 0 | 0 | 0 | 0 | 0 | 0 | 0 | 0 | 0 | 0 | 0 | 0
1540001313 | EA | BATHROOM DOOR PULL 3-1/2â€³ BET. CENTER / BATHROOM DOOR PULL 3-1/2â€³ BET. CENTER | HARDWARE | HANDLES | HANDLES | CENTRAL STORES | 0 | 0 | 0 | 0 | 0 | 0 | 0 | 0 | 0 | 0 | 0 | 0 | 0 | 0 | 0 | 0 | 0 | 0 | 0 | 0 | 0 | 0 | 0 | 0 | 0 | 0
1540001314 | EA | VACUUM BREAKER, TAILPIECE, 1-1/2â€³ | PLUMBING | FITTINGS | FITTINGS | CENTRAL STORES | 0 | 0 | 0 | 0 | 0 | 0 | 0 | 0 | 0 | 0 | 0 | 8 | 0 | 0 | 8 | 0 | 0 | 0 | 0 | 0 | 0 | 0 | 0 | 0 | 0 | 0
1540001315 | EA | 1-1/2â€³ X 12â€³ EXTENSION TAILPIECE / 1-1/2â€³ X 12â€³ EXTENSION TUBE | TBD | TBD | TBD | CENTRAL STORES | 0 | 0 | 0 | 0 | 0 | 0 | 0 | 8 | 3 | 0 | 0 | 0 | 0 | 0 | 0 | 0 | 0 | 0 | 0 | 0 | 0 | 0 | 0 | 0 | 0 | 0
1540001323 | EA | FITTING, 2â€³, GALVANIZED, 90DEGREE, ELBOW | PLUMBING | FITTINGS | FITTINGS | CENTRAL STORES | 0 | 0 | 0 | 0 | 0 | 0 | 0 | 0 | 0 | 0 | 0 | 0 | 0 | 0 | 0 | 0 | 0 | 0 | 0 | 0 | 0 | 0 | 0 | 0 | 0 | 0
1540001324 | EA | POLISHING, PLUMBER SANDCLOTH, 1 1/2â€³ X 10 YD,. OPEN MESH, | ABRASIVES | POLISHING | POLISHING | CENTRAL STORES | 0 | 0 | 0 | 0 | 3 | 2 | 3 | 0 | 0 | 0 | 0 | 1 | 0 | 0 | 0 | 0 | 0 | 0 | 0 | 0 | 0 | 0 | 0 | 0 | 0 | 0
1540001332 | EA | FAUCET, KITCHEN, SINGLE LEVER, (DELTA 100WF) L/SPRAYFAUCET, 1/2â€³ - 14 NPSM | PLUMBING | FAUCETS | FAUCETS | CENTRAL STORES | 0 | 0 | 0 | 0 | 0 | 0 | 0 | 0 | 0 | 0 | 0 | 0 | 10 | 0 | 0 | 0 | 0 | 0 | 0 | 0 | 0 | 0 | 0 | 0 | 0 | 0
1540001333 | EA | FAUCET, HYDROTEK BATTERY POWERED W/ENDURATEK 1.5 MILLION CYCLE TECHNOLOGY, HE-5000E-LR (INCLUDES 4â€³ PLATE, HC-006K)*DEAD STOCK - DISCONTINUE AFTER STOCK DEPLETED | PLUMBING | FAUCETS | FAUCETS | CENTRAL STORES | 0 | 0 | 0 | 0 | 0 | 0 | 0 | 0 | 0 | 0 | 0 | 0 | 0 | 0 | 0 | 0 | 0 | 0 | 0 | 0 | 0 | 0 | 0 | 0 | 0 | 0
1540001336 | EA | FAUCET, ZURN, (SINGLE PUSH) Z-86100 | PLUMBING | FAUCETS | FAUCETS | CENTRAL STORES | 0 | 0 | 0 | 0 | 0 | 0 | 0 | 0 | 0 | 0 | 0 | 0 | 0 | 0 | 0 | 0 | 0 | 0 | 0 | 0 | 0 | 0 | 0 | 0 | 0 | 0
1540001340 | EA | FITTING, 1/4â€³ O.D. ,BRASS, COMPRESSION FERRULE | PLUMBING | FITTINGS | FITTINGS | CENTRAL STORES | 0 | 0 | 0 | 0 | 0 | 0 | 0 | 0 | 0 | 0 | 0 | 0 | 0 | 0 | 0 | 0 | 0 | 0 | 0 | 0 | 0 | 0 | 0 | 0 | 0 | 0
1540001341 | EA | FITTING, 3/8â€³ O.D., BRASS, COMPRESSION FERRULE | PLUMBING | FITTINGS | FITTINGS | CENTRAL STORES | 0 | 0 | 0 | 0 | 0 | 0 | 0 | 0 | 0 | 0 | 0 | 0 | 0 | 0 | 0 | 0 | 0 | 0 | 0 | 0 | 0 | 0 | 0 | 0 | 0 | 0
1540001342 | EA | 1/2â€³O.D. PLASTIC FERRULE / 1/2â€³O.D. PLASTIC FERRULE | PLUMBING | FITTINGS | FITTINGS | CENTRAL STORES | 0 | 0 | 0 | 0 | 0 | 0 | 0 | 0 | 0 | 0 | 0 | 0 | 0 | 0 | 0 | 0 | 0 | 0 | 0 | 0 | 0 | 0 | 0 | 0 | 0 | 0
1540001344 | EA | CARTRIDGE, ICE MAKER CARTRIDGE, (AQUA-PURE AP717) IRON PIPE THRD ON BOTH SIDES | PLUMBING | FILTERS | FILTERS | CENTRAL STORES | 0 | 0 | 0 | 0 | 1 | 0 | 0 | 0 | 0 | 0 | 1 | 0 | 0 | 0 | 2 | 0 | 0 | 1 | 0 | 0 | 0 | 0 | 0 | 0 | 0 | 0
1540001345 | EA | TASTE ODOR CARTRIDGE FOR OT1 / CHEMICAL TASTE ODOR CARTRIDGE FOR OT1 R200A | PLUMBING | FILTERS | FILTERS | CENTRAL STORES | 0 | 0 | 0 | 0 | 0 | 0 | 0 | 0 | 0 | 0 | 0 | 0 | 0 | 0 | 0 | 0 | 0 | 0 | 0 | 0 | 0 | 0 | 0 | 0 | 0 | 0
1540001347 | EA | FLANGE, CLOSET (MOUNTED TOILET), PVC, 3 X 4, FLUSH FIT | PLUMBING | TOILETS | TOILETS | CENTRAL STORES | 0 | 0 | 0 | 0 | 0 | 0 | 0 | 0 | 0 | 0 | 0 | 0 | 0 | 0 | 0 | 0 | 0 | 0 | 0 | 0 | 0 | 0 | 0 | 0 | 0 | 0
1540001351 | EA | FLAPPER, RUBBER, TANK, BLUE BALL | PLUMBING | TOILETS | TOILETS | CENTRAL STORES | 0 | 0 | 0 | 0 | 0 | 25 | 0 | 0 | 0 | 0 | 0 | 0 | 0 | 0 | 0 | 0 | 0 | 0 | 0 | 0 | 0 | 0 | 0 | 0 | 0 | 0
1540001353 | EA | FLUX & ADHESIVE BRUSH / FLUX & ADHESIVE BRUSH | TBD | TBD | TBD | CENTRAL STORES | 0 | 0 | 0 | 0 | 0 | 0 | 0 | 0 | 0 | 0 | 0 | 0 | 0 | 0 | 0 | 0 | 0 | 0 | 0 | 0 | 0 | 0 | 0 | 0 | 0 | 0
1540001355 | EA | KIT, 1.6GPF CLOSET, PERFORMANCE (A-1041-A) 3301502 (NEW KIT) | PLUMBING | REPAIR KITS | REPAIR KITS | CENTRAL STORES | 0 | 0 | 0 | 0 | 20 | 0 | 1 | 0 | 0 | 0 | 0 | 0 | 0 | 0 | 0 | 3 | 0 | 0 | 0 | 0 | 0 | 0 | 0 | 0 | 0 | 0
1540001358 | EA | BUSHING, 3/8â€³ X 1/4â€³, GALVANIZED | PLUMBING | FITTINGS | FITTINGS | CENTRAL STORES | 0 | 0 | 0 | 0 | 0 | 0 | 0 | 0 | 0 | 0 | 0 | 0 | 0 | 0 | 0 | 0 | 0 | 0 | 0 | 0 | 0 | 0 | 0 | 0 | 0 | 0
1540001359 | EA | BUSHING, 1/2â€³ X 1/4â€³, GALVANIZED | PLUMBING | FITTINGS | FITTINGS | CENTRAL STORES | 0 | 0 | 0 | 0 | 0 | 0 | 0 | 0 | 0 | 0 | 0 | 0 | 0 | 0 | 0 | 0 | 0 | 0 | 0 | 0 | 0 | 0 | 0 | 0 | 0 | 0
1540001361 | EA | BUSHING, 3/4â€³ X 1/2â€³, GALVANIZED | PLUMBING | FITTINGS | FITTINGS | CENTRAL STORES | 0 | 0 | 0 | 0 | 0 | 0 | 0 | 0 | 0 | 0 | 0 | 0 | 0 | 0 | 0 | 0 | 0 | 0 | 0 | 0 | 0 | 0 | 0 | 0 | 0 | 0
1540001362 | EA | BUSHING, 1â€³ X 1/2â€³, GALVANIZED | PLUMBING | FITTINGS | FITTINGS | CENTRAL STORES | 0 | 0 | 0 | 0 | 0 | 0 | 0 | 0 | 0 | 0 | 0 | 0 | 0 | 0 | 0 | 0 | 0 | 0 | 0 | 0 | 0 | 0 | 0 | 0 | 0 | 0
1540001363 | EA | BUSHING, 1â€³ X 3/4â€³, GALVANIZED | PLUMBING | FITTINGS | FITTINGS | CENTRAL STORES | 0 | 0 | 0 | 0 | 0 | 0 | 0 | 0 | 0 | 0 | 0 | 0 | 0 | 0 | 0 | 0 | 0 | 1 | 0 | 0 | 0 | 0 | 0 | 0 | 0 | 0
1540001364 | EA | BUSHING, 1-1/4'' X 1â€³, GALVANIZED | PLUMBING | FITTINGS | FITTINGS | CENTRAL STORES | 0 | 0 | 0 | 0 | 0 | 0 | 0 | 0 | 0 | 0 | 0 | 0 | 0 | 0 | 0 | 0 | 0 | 0 | 0 | 0 | 0 | 0 | 0 | 0 | 0 | 0
1540001365 | EA | BUSHING, 2â€³ X 1â€³, GALVANIZED | PLUMBING | FITTINGS | FITTINGS | CENTRAL STORES | 0 | 0 | 0 | 0 | 0 | 0 | 0 | 0 | 0 | 0 | 0 | 0 | 0 | 0 | 0 | 0 | 0 | 0 | 0 | 0 | 0 | 0 | 0 | 0 | 0 | 0
1540001367 | EA | CAP, 3/4â€³, GALVANIZED | PLUMBING | FITTINGS | FITTINGS | CENTRAL STORES | 0 | 0 | 0 | 0 | 0 | 0 | 0 | 0 | 0 | 0 | 0 | 0 | 0 | 0 | 0 | 0 | 0 | 0 | 0 | 0 | 0 | 0 | 0 | 0 | 0 | 0
1540001368 | EA | CAP, 1â€³, GALVANIZED | PLUMBING | FITTINGS | FITTINGS | CENTRAL STORES | 0 | 0 | 0 | 0 | 0 | 0 | 0 | 0 | 0 | 0 | 0 | 0 | 0 | 0 | 0 | 0 | 0 | 0 | 0 | 0 | 0 | 0 | 0 | 0 | 0 | 0
1540001369 | EA | CAP, 1-1/2â€³, GALVANIZED | PLUMBING | FITTINGS | FITTINGS | CENTRAL STORES | 0 | 0 | 0 | 0 | 0 | 0 | 0 | 0 | 0 | 0 | 0 | 0 | 0 | 0 | 0 | 0 | 0 | 0 | 0 | 0 | 0 | 0 | 0 | 0 | 0 | 0
1540001370 | EA | CAP, 2â€³, GALVANIZED | PLUMBING | FITTINGS | FITTINGS | CENTRAL STORES | 0 | 0 | 0 | 0 | 0 | 0 | 0 | 0 | 0 | 0 | 0 | 0 | 0 | 0 | 0 | 0 | 0 | 0 | 0 | 0 | 0 | 0 | 0 | 0 | 0 | 0
1540001371 | EA | COUPLING, 3/8â€³, GALVANIZED | PLUMBING | FITTINGS | FITTINGS | CENTRAL STORES | 0 | 0 | 0 | 1 | 0 | 0 | 0 | 0 | 0 | 0 | 0 | 0 | 0 | 0 | 0 | 0 | 0 | 0 | 0 | 0 | 0 | 0 | 0 | 0 | 0 | 0
1540001376 | EA | COUPLING, 1â€³ X 3/4â€³, GALVANIZED, REDUCING | PLUMBING | FITTINGS | FITTINGS | CENTRAL STORES | 0 | 0 | 0 | 0 | 0 | 0 | 0 | 0 | 0 | 0 | 0 | 0 | 0 | 0 | 0 | 0 | 0 | 0 | 0 | 0 | 0 | 0 | 0 | 0 | 0 | 0
1540001377 | EA | COUPLING, 1-1/2â€³ X 1â€³, GALVANIZED, REDUCING | PLUMBING | FITTINGS | FITTINGS | CENTRAL STORES | 0 | 0 | 0 | 0 | 0 | 0 | 0 | 0 | 0 | 0 | 0 | 0 | 0 | 0 | 0 | 1 | 0 | 0 | 0 | 0 | 0 | 0 | 0 | 0 | 0 | 0
1540001378 | EA | COUPLING, 3/4â€³ X 1/2â€³, GALVANIZED, REDUCING | PLUMBING | FITTINGS | FITTINGS | CENTRAL STORES | 0 | 0 | 0 | 0 | 0 | 0 | 0 | 0 | 0 | 0 | 0 | 0 | 0 | 0 | 0 | 0 | 0 | 0 | 0 | 0 | 0 | 0 | 0 | 0 | 0 | 0
1540001379 | EA | COUPLING, 1/2â€³ X 3/8â€³, GALVANIZED, REDUCING | PLUMBING | FITTINGS | FITTINGS | CENTRAL STORES | 0 | 0 | 0 | 0 | 0 | 0 | 0 | 0 | 0 | 0 | 0 | 0 | 0 | 0 | 0 | 0 | 0 | 0 | 0 | 0 | 0 | 0 | 0 | 0 | 0 | 0
1540001387 | EA | FITTING, 3/4â€³, GALVANIZED, 90 ELL | PLUMBING | FITTINGS | FITTINGS | CENTRAL STORES | 0 | 0 | 0 | 0 | 0 | 0 | 0 | 0 | 0 | 0 | 0 | 0 | 0 | 0 | 0 | 0 | 0 | 0 | 0 | 0 | 0 | 0 | 0 | 0 | 0 | 0
1540001388 | EA | FITTING, 1â€³, GALVANIZED, 90 ELL | PLUMBING | FITTINGS | FITTINGS | CENTRAL STORES | 0 | 0 | 0 | 0 | 0 | 0 | 0 | 0 | 0 | 0 | 0 | 0 | 0 | 0 | 0 | 0 | 0 | 1 | 0 | 0 | 0 | 0 | 0 | 0 | 0 | 0
1540001393 | EA | FITTING, 1/4â€³, X CLOSE, GALVANIZED, NIPPLE | PLUMBING | FITTINGS | FITTINGS | CENTRAL STORES | 0 | 0 | 0 | 0 | 0 | 0 | 0 | 0 | 0 | 0 | 0 | 0 | 0 | 0 | 0 | 0 | 0 | 0 | 0 | 0 | 0 | 0 | 0 | 0 | 0 | 0
1540001394 | EA | FITTING, 1/2â€³ X 1-1/2â€³, GALVANIZED, NIPPLE | PLUMBING | FITTINGS | FITTINGS | CENTRAL STORES | 0 | 0 | 0 | 0 | 0 | 0 | 0 | 0 | 0 | 0 | 0 | 0 | 0 | 0 | 0 | 0 | 0 | 0 | 0 | 0 | 0 | 0 | 0 | 0 | 0 | 0
1540001397 | EA | FITTING, 1/2â€³ X CLOSE, GALVANIZED, NIPPLE | PLUMBING | FITTINGS | FITTINGS | CENTRAL STORES | 0 | 0 | 0 | 0 | 0 | 0 | 0 | 0 | 0 | 0 | 0 | 0 | 0 | 0 | 0 | 0 | 0 | 0 | 0 | 0 | 0 | 0 | 0 | 0 | 0 | 0
1540001399 | EA | FITTING, 1/8â€³ X 2â€³, GALVANIZED, NIPPLE | PLUMBING | FITTINGS | FITTINGS | CENTRAL STORES | 0 | 0 | 0 | 0 | 0 | 0 | 0 | 0 | 0 | 0 | 0 | 0 | 0 | 0 | 0 | 0 | 0 | 0 | 0 | 0 | 0 | 0 | 0 | 0 | 0 | 0
1540001400 | EA | FITTING, 1/8â€³ X 2-1/2â€³, GALVANIZED, NIPPLE | PLUMBING | FITTINGS | FITTINGS | CENTRAL STORES | 0 | 0 | 0 | 0 | 0 | 0 | 0 | 0 | 0 | 0 | 0 | 0 | 0 | 0 | 0 | 0 | 0 | 0 | 0 | 0 | 0 | 0 | 0 | 0 | 0 | 0
1540001409 | EA | NIPPLE, 1/4â€³ X 2â€³, GALVANIZED | PLUMBING | FITTINGS | FITTINGS | CENTRAL STORES | 0 | 0 | 0 | 0 | 0 | 0 | 0 | 0 | 0 | 0 | 0 | 0 | 0 | 0 | 0 | 0 | 0 | 0 | 0 | 0 | 0 | 0 | 0 | 0 | 0 | 0
1540001410 | EA | NIPPLE, 1/4â€³ X 6â€³, GALVANIZED | PLUMBING | FITTINGS | FITTINGS | CENTRAL STORES | 0 | 0 | 0 | 0 | 0 | 1 | 0 | 0 | 0 | 0 | 0 | 0 | 0 | 0 | 0 | 0 | 0 | 1 | 0 | 0 | 0 | 0 | 0 | 0 | 0 | 0
1540001411 | EA | NIPPLE, 3/8â€³ X 1-1/2â€³, GALVANIZED | PLUMBING | FITTINGS | FITTINGS | CENTRAL STORES | 0 | 0 | 0 | 0 | 0 | 0 | 0 | 0 | 0 | 0 | 0 | 0 | 0 | 0 | 0 | 0 | 0 | 0 | 0 | 0 | 0 | 0 | 0 | 0 | 0 | 0
1540001413 | EA | NIPPLE, 3/8â€³ X 2-1/2â€³, GALVANIZED | PLUMBING | FITTINGS | FITTINGS | CENTRAL STORES | 0 | 0 | 0 | 0 | 0 | 0 | 0 | 0 | 0 | 0 | 0 | 0 | 0 | 0 | 0 | 0 | 0 | 0 | 0 | 0 | 0 | 0 | 0 | 0 | 0 | 0
1540001421 | EA | NIPPLE, 1/2â€³ X 2â€³, GALVANIZED | PLUMBING | FITTINGS | FITTINGS | CENTRAL STORES | 0 | 0 | 0 | 0 | 0 | 0 | 0 | 0 | 0 | 0 | 0 | 0 | 0 | 0 | 0 | 0 | 0 | 0 | 0 | 0 | 0 | 0 | 0 | 0 | 0 | 0
1540001422 | EA | NIPPLE, 1/2â€³ X 2-1/2â€³, GALVANIZED | PLUMBING | FITTINGS | FITTINGS | CENTRAL STORES | 0 | 0 | 0 | 0 | 0 | 0 | 0 | 0 | 0 | 0 | 0 | 0 | 0 | 0 | 0 | 0 | 0 | 0 | 0 | 0 | 0 | 0 | 0 | 0 | 0 | 0
1540001423 | EA | NIPPLE, 1/2â€³ X 3â€³, GALVANIZED | PLUMBING | FITTINGS | FITTINGS | CENTRAL STORES | 0 | 0 | 0 | 0 | 0 | 0 | 0 | 0 | 0 | 0 | 0 | 0 | 0 | 0 | 0 | 0 | 0 | 0 | 0 | 0 | 0 | 0 | 0 | 0 | 0 | 0
1540001424 | EA | NIPPLE, 1/2â€³ X 3-1/2â€³, GALVANIZED | PLUMBING | FITTINGS | FITTINGS | CENTRAL STORES | 0 | 0 | 0 | 0 | 0 | 0 | 0 | 0 | 0 | 0 | 0 | 0 | 0 | 0 | 0 | 0 | 0 | 0 | 0 | 0 | 0 | 0 | 0 | 0 | 0 | 0
1540001426 | EA | NIPPLE, 3/4â€³ X 2-1/2â€³, GALVANIZED | PLUMBING | FITTINGS | FITTINGS | CENTRAL STORES | 0 | 0 | 0 | 0 | 0 | 0 | 0 | 0 | 0 | 0 | 0 | 0 | 0 | 0 | 0 | 0 | 0 | 0 | 0 | 0 | 0 | 0 | 0 | 0 | 0 | 0
1540001427 | EA | FITTING, 3/4â€³ X 3â€³, GALVANIZED, NIPPLE | PLUMBING | FITTINGS | FITTINGS | CENTRAL STORES | 0 | 0 | 0 | 0 | 0 | 0 | 0 | 0 | 0 | 0 | 0 | 0 | 0 | 0 | 0 | 0 | 0 | 0 | 0 | 0 | 0 | 0 | 0 | 0 | 0 | 0
1540001430 | EA | FITTING, 1â€³ X 2-1/2â€³, GALVANIZED, NIPPLE | PLUMBING | FITTINGS | FITTINGS | CENTRAL STORES | 0 | 0 | 0 | 0 | 0 | 0 | 0 | 0 | 0 | 0 | 0 | 0 | 0 | 0 | 0 | 0 | 0 | 0 | 0 | 0 | 0 | 0 | 0 | 0 | 0 | 0
1540001431 | EA | FITTING, 3/4â€³ X CLOSE, GALVANIZED, NIPPLE | PLUMBING | FITTINGS | FITTINGS | CENTRAL STORES | 0 | 0 | 0 | 0 | 0 | 0 | 0 | 0 | 0 | 0 | 0 | 0 | 0 | 0 | 0 | 0 | 0 | 1 | 0 | 0 | 0 | 0 | 0 | 0 | 0 | 0
1540001433 | EA | FITTING, 1â€³ CLOSE, GALVANIZED, NIPPLE | PLUMBING | FITTINGS | FITTINGS | CENTRAL STORES | 0 | 0 | 0 | 0 | 0 | 0 | 0 | 0 | 0 | 0 | 0 | 0 | 0 | 0 | 0 | 0 | 0 | 0 | 0 | 0 | 0 | 0 | 0 | 0 | 0 | 0
1540001434 | EA | FITTING, 1-1/2â€³ X CLOSE, GALVANIZED, NIPPLE | PLUMBING | FITTINGS | FITTINGS | CENTRAL STORES | 0 | 0 | 0 | 0 | 0 | 0 | 0 | 0 | 0 | 0 | 0 | 0 | 0 | 0 | 0 | 0 | 0 | 0 | 0 | 0 | 0 | 0 | 0 | 0 | 0 | 0
1540001437 | EA | FITTING, 3/4 X 2â€³, GALVANIZED, NIPPLE | PLUMBING | FITTINGS | FITTINGS | CENTRAL STORES | 0 | 0 | 0 | 0 | 0 | 0 | 0 | 0 | 0 | 0 | 0 | 0 | 0 | 0 | 0 | 0 | 0 | 0 | 0 | 0 | 0 | 0 | 0 | 0 | 0 | 0
1540001439 | EA | FITTING, 3/8â€³, GALVANIZED, PLUG | PLUMBING | FITTINGS | FITTINGS | CENTRAL STORES | 0 | 0 | 0 | 1 | 0 | 0 | 0 | 0 | 0 | 0 | 0 | 0 | 0 | 0 | 0 | 0 | 0 | 0 | 0 | 0 | 0 | 0 | 0 | 0 | 0 | 0
1540001440 | EA | FITTING, 1â€³, GALVANIZED, PLUG | PLUMBING | FITTINGS | FITTINGS | CENTRAL STORES | 0 | 0 | 0 | 0 | 0 | 0 | 0 | 0 | 0 | 0 | 0 | 0 | 0 | 0 | 0 | 0 | 0 | 0 | 0 | 0 | 0 | 0 | 0 | 0 | 0 | 0
1540001441 | EA | FITTING, 1/2â€³, GALVANIZED, PLUG | PLUMBING | FITTINGS | FITTINGS | CENTRAL STORES | 0 | 0 | 0 | 0 | 0 | 0 | 0 | 0 | 0 | 0 | 0 | 0 | 0 | 0 | 0 | 0 | 0 | 0 | 0 | 0 | 0 | 0 | 0 | 0 | 0 | 0
1540001442 | EA | FITTING, 3/4â€³, GALVANIZED, PLUG | PLUMBING | FITTINGS | FITTINGS | CENTRAL STORES | 0 | 0 | 0 | 0 | 0 | 0 | 0 | 0 | 0 | 0 | 0 | 0 | 0 | 0 | 0 | 0 | 0 | 0 | 0 | 0 | 0 | 0 | 0 | 0 | 0 | 0
1540001443 | EA | FITTING, 1-1/2â€³, GALVANIZED, PLUG | PLUMBING | FITTINGS | FITTINGS | CENTRAL STORES | 0 | 0 | 0 | 0 | 0 | 0 | 0 | 0 | 0 | 0 | 0 | 0 | 0 | 0 | 0 | 0 | 0 | 0 | 0 | 0 | 0 | 0 | 0 | 0 | 0 | 0
1540001444 | EA | FITTING, 2-1/2â€³, GALVANIZED, PLUG | PLUMBING | FITTINGS | FITTINGS | CENTRAL STORES | 0 | 0 | 0 | 0 | 0 | 0 | 0 | 0 | 0 | 0 | 0 | 0 | 0 | 0 | 0 | 0 | 0 | 0 | 0 | 0 | 0 | 0 | 0 | 0 | 0 | 0
1540001446 | EA | FITTING, 3/4â€³, GALVANIZED, TEE | PLUMBING | FITTINGS | FITTINGS | CENTRAL STORES | 0 | 0 | 0 | 0 | 0 | 0 | 0 | 0 | 0 | 0 | 0 | 0 | 0 | 0 | 0 | 0 | 0 | 0 | 0 | 0 | 0 | 0 | 0 | 0 | 0 | 0
1540001449 | EA | FITTING, 1/2â€³, GALVANIZED, UNION | PLUMBING | FITTINGS | FITTINGS | CENTRAL STORES | 0 | 0 | 0 | 0 | 0 | 0 | 0 | 0 | 0 | 0 | 0 | 0 | 0 | 0 | 0 | 0 | 0 | 0 | 0 | 0 | 0 | 0 | 0 | 0 | 0 | 0
1540001451 | EA | FITTING, 1â€³, GALVANIZED, UNION | PLUMBING | FITTINGS | FITTINGS | CENTRAL STORES | 0 | 0 | 0 | 0 | 0 | 0 | 0 | 0 | 0 | 0 | 0 | 0 | 0 | 0 | 0 | 0 | 0 | 0 | 0 | 0 | 0 | 0 | 0 | 0 | 0 | 0
1540001453 | EA | SLOAN #31 0-RING / SLOAN #31 O-RING | PLUMBING | REPAIR KITS | REPAIR KITS | CENTRAL STORES | 0 | 0 | 0 | 0 | 0 | 0 | 0 | 0 | 0 | 0 | 0 | 0 | 5 | 0 | 0 | 0 | 0 | 0 | 0 | 0 | 0 | 0 | 0 | 0 | 0 | 0
1540001456 | EA | GASKET, 3/4â€³, URINAL, SPUD/GASKET, (COMBO) | PLUMBING | GASKETS | GASKETS | CENTRAL STORES | 0 | 0 | 0 | 0 | 0 | 0 | 0 | 0 | 0 | 0 | 0 | 0 | 0 | 0 | 0 | 0 | 0 | 0 | 0 | 0 | 0 | 0 | 0 | 0 | 0 | 0
1540001457 | EA | GASKET, 1-1/2â€³, STOP, SPUD/GASKET, (COMBO) | PLUMBING | GASKETS | GASKETS | CENTRAL STORES | 0 | 0 | 0 | 0 | 0 | 0 | 0 | 0 | 0 | 0 | 0 | 0 | 0 | 0 | 0 | 0 | 0 | 0 | 0 | 0 | 0 | 0 | 0 | 0 | 0 | 0
1540001458 | EA | GASKET, 1-1/4â€³, TOP, SPUD/GASKET, (COMBO) | PLUMBING | GASKETS | GASKETS | CENTRAL STORES | 0 | 0 | 0 | 0 | 0 | 0 | 0 | 0 | 0 | 0 | 0 | 0 | 0 | 0 | 0 | 0 | 0 | 0 | 0 | 0 | 0 | 0 | 0 | 0 | 0 | 0
1540001460 | EA | GASKET, URINAL, (FOAM RUBBER), RING, DISCHARGE | PLUMBING | GASKETS | GASKETS | CENTRAL STORES | 0 | 0 | 0 | 0 | 0 | 0 | 0 | 0 | 0 | 0 | 0 | 0 | 0 | 0 | 0 | 0 | 0 | 0 | 0 | 0 | 0 | 0 | 0 | 0 | 0 | 0
1540001461 | EA | GASKET, 4â€³, WALL MOUNT CLOSET, (FOAM) | PLUMBING | GASKETS | GASKETS | CENTRAL STORES | 0 | 0 | 0 | 0 | 0 | 0 | 0 | 4 | 0 | 0 | 0 | 0 | 0 | 0 | 0 | 0 | 0 | 0 | 0 | 0 | 0 | 0 | 0 | 0 | 0 | 0
1540001467 | EA | PVC GLUE, 16 OUNCE RAIN OR SHINE | ADHESIVES | GLUES | GLUES | CENTRAL STORES | 0 | 0 | 0 | 0 | 0 | 0 | 0 | 0 | 0 | 0 | 0 | 0 | 0 | 0 | 0 | 1 | 0 | 0 | 0 | 0 | 0 | 0 | 0 | 0 | 0 | 0
1540001475 | EA | ZURN HANDLE KIT / ZURN HANDLE KIT P-6000-M REPLACES B-32-A | PLUMBING | REPAIR KITS | REPAIR KITS | CENTRAL STORES | 0 | 0 | 0 | 0 | 0 | 0 | 0 | 0 | 0 | 0 | 0 | 0 | 0 | 0 | 0 | 0 | 0 | 0 | 0 | 0 | 0 | 0 | 0 | 0 | 0 | 0
1540001478 | EA | HANDLE, COMMODE | PLUMBING | TOILETS | TOILETS | CENTRAL STORES | 0 | 0 | 0 | 0 | 0 | 2 | 0 | 0 | 0 | 0 | 0 | 0 | 0 | 0 | 0 | 0 | 0 | 0 | 0 | 0 | 0 | 0 | 0 | 0 | 0 | 0
1540001483 | EA | T & S COLD HANDLE / T & S COLD HANDLE #210204 | PLUMBING | REPAIR KITS | REPAIR KITS | CENTRAL STORES | 0 | 0 | 0 | 0 | 0 | 0 | 0 | 0 | 0 | 0 | 0 | 0 | 0 | 0 | 0 | 0 | 0 | 0 | 0 | 0 | 0 | 0 | 0 | 0 | 0 | 0
1540001490 | EA | VALVE, 1/2â€³, BRASS, HOSE BIB, (SILLCOCK) (FPT) | PLUMBING | VALVES | VALVES | CENTRAL STORES | 0 | 0 | 0 | 0 | 0 | 0 | 0 | 0 | 0 | 0 | 0 | 0 | 0 | 0 | 0 | 0 | 0 | 0 | 0 | 0 | 0 | 0 | 0 | 0 | 0 | 0
1540001492 | EA | WASHER, RUBBER SILICONE O-RING, HOSE | FASTENERS | WASHERS | WASHERS | CENTRAL STORES | 0 | 0 | 0 | 0 | 0 | 0 | 0 | 0 | 0 | 0 | 10 | 2 | 0 | 0 | 0 | 0 | 0 | 0 | 0 | 0 | 0 | 0 | 0 | 0 | 0 | 0
1540001494 | EA | JOINT COMPOUND, ALL PURPOSE, PRE-MIXED, QUART | BUILDING | DRYWALL | DRYWALL | CENTRAL STORES | 0 | 0 | 0 | 0 | 0 | 0 | 0 | 0 | 0 | 0 | 0 | 0 | 0 | 0 | 0 | 6 | 0 | 0 | 0 | 0 | 0 | 0 | 0 | 0 | 0 | 0
1540001495 | EA | REPAIR KIT, 3/4â€³, STOP, (SLOAN #H-543-AA) | PLUMBING | REPAIR KITS | REPAIR KITS | CENTRAL STORES | 0 | 0 | 0 | 0 | 0 | 0 | 0 | 0 | 0 | 0 | 0 | 0 | 0 | 0 | 0 | 0 | 0 | 0 | 0 | 0 | 0 | 0 | 0 | 0 | 0 | 0
1540001496 | EA | REPAIR KIT, 1â€³, STOP | PLUMBING | REPAIR KITS | REPAIR KITS | CENTRAL STORES | 0 | 0 | 0 | 0 | 0 | 0 | 0 | 0 | 0 | 0 | 0 | 0 | 0 | 0 | 0 | 0 | 0 | 0 | 0 | 0 | 0 | 0 | 0 | 0 | 0 | 0
1540001501 | EA | REPAIR KIT, (3/4â€³/1â€³) OLD/NEW, ZURN, STOP, #344091-641 Z6000D | PLUMBING | REPAIR KITS | REPAIR KITS | CENTRAL STORES | 0 | 0 | 0 | 0 | 0 | 0 | 0 | 0 | 0 | 0 | 0 | 0 | 0 | 0 | 0 | 0 | 0 | 0 | 0 | 0 | 0 | 0 | 0 | 0 | 0 | 0
1540001506 | EA | 1/4â€³ X 3/8â€³ RK REPAIR KIT VAC BRKR / 1/4â€³ X 3/8â€³ RK REPAIR KIT 188/288A/388T | TBD | TBD | TBD | CENTRAL STORES | 0 | 0 | 0 | 0 | 0 | 0 | 0 | 0 | 0 | 0 | 0 | 0 | 0 | 0 | 0 | 0 | 0 | 0 | 0 | 0 | 0 | 0 | 0 | 0 | 0 | 0
1540001509 | EA | 1/2â€³ LEVER GAS COCK (FIP) / 1/2â€³ LEVER GAS COCK (FIP) | PLUMBING | VALVES | VALVES | CENTRAL STORES | 0 | 0 | 0 | 0 | 0 | 0 | 0 | 1 | 0 | 0 | 0 | 0 | 0 | 0 | 0 | 0 | 0 | 0 | 0 | 0 | 0 | 0 | 0 | 0 | 0 | 0
1540001516 | EA | FITTING, 2â€³ X 6â€³, CLOSE, GALVANIZED, NIPPLE | PLUMBING | FITTINGS | FITTINGS | CENTRAL STORES | 0 | 0 | 0 | 0 | 0 | 0 | 0 | 0 | 0 | 0 | 0 | 0 | 0 | 0 | 0 | 0 | 0 | 0 | 0 | 0 | 0 | 0 | 0 | 0 | 0 | 0
1540001518 | PK | 10H LOW NOZZLE (BAG OF 25 - NOT ISSUED INDIVIDUALLY) A47016 | IRRIGATION | SPRINKLERS | SPRINKLERS | CENTRAL STORES | 0 | 0 | 0 | 0 | 0 | 0 | 0 | 0 | 0 | 0 | 0 | 0 | 0 | 0 | 0 | 0 | 0 | 0 | 0 | 0 | 0 | 0 | 0 | 0 | 0 | 0
1540001519 | PK | 8H RAINBIRD 8' FLAT NO (BAG OF 25 - NOT ISSUED INDIVIDUALLY) / 8H RAINBIRD 8' FLAT NO (BAG OF 25 - NOT ISSUED INDIVIDUALLY) | IRRIGATION | FITTINGS | FITTINGS | CENTRAL STORES | 0 | 0 | 0 | 0 | 0 | 0 | 0 | 0 | 0 | 0 | 0 | 0 | 0 | 0 | 0 | 0 | 0 | 0 | 0 | 0 | 0 | 0 | 0 | 0 | 0 | 0
1540001522 | EA | NUT, T & S, BRASS PACKING | FASTENERS | NUTS | NUTS | CENTRAL STORES | 0 | 0 | 0 | 0 | 0 | 0 | 0 | 0 | 0 | 0 | 0 | 0 | 0 | 0 | 0 | 0 | 0 | 0 | 0 | 0 | 0 | 0 | 0 | 0 | 0 | 0
1540001524 | EA | NUT, 1-1/4â€³, SPLIT | FASTENERS | NUTS | NUTS | CENTRAL STORES | 0 | 0 | 0 | 0 | 0 | 0 | 0 | 0 | 0 | 0 | 0 | 0 | 0 | 0 | 0 | 0 | 0 | 0 | 0 | 0 | 0 | 0 | 0 | 0 | 0 | 0
1540001528 | EA | NUT, SLIP, W/ WASHER | FASTENERS | NUTS | NUTS | CENTRAL STORES | 0 | 0 | 0 | 0 | 0 | 0 | 0 | 0 | 0 | 0 | 0 | 0 | 0 | 0 | 0 | 0 | 0 | 0 | 0 | 0 | 0 | 0 | 0 | 0 | 0 | 0
1540001529 | EA | NUT, 3/8â€³O.D., BRASS COMPRESSION | FASTENERS | NUTS | NUTS | CENTRAL STORES | 0 | 0 | 0 | 0 | 0 | 0 | 0 | 0 | 0 | 0 | 0 | 0 | 0 | 0 | 0 | 0 | 0 | 0 | 0 | 0 | 0 | 0 | 0 | 0 | 0 | 0
1540001539 | EA | VACUUM BREAKER, TAILPIECE, 3/4â€³, HOSE THREAD | PLUMBING | FITTINGS | FITTINGS | CENTRAL STORES | 0 | 0 | 0 | 0 | 0 | 0 | 0 | 0 | 0 | 0 | 0 | 0 | 0 | 0 | 0 | 0 | 0 | 0 | 0 | 0 | 0 | 0 | 0 | 0 | 0 | 0
1540001543 | EA | EXTENSION PIPE, SHOWER HEAD, T/T (CHROME) | PLUMBING | FITTINGS | FITTINGS | CENTRAL STORES | 0 | 0 | 0 | 0 | 0 | 0 | 0 | 0 | 0 | 0 | 0 | 0 | 0 | 0 | 0 | 0 | 0 | 0 | 0 | 0 | 0 | 0 | 0 | 0 | 0 | 0
1540001549 | EA | TAIL PIPE, FLANGED, 1-1/4â€³ X 12â€³ X (17 GAGE) | PLUMBING | FITTINGS | FITTINGS | CENTRAL STORES | 0 | 0 | 0 | 0 | 0 | 0 | 0 | 0 | 0 | 0 | 0 | 0 | 0 | 0 | 0 | 0 | 0 | 0 | 0 | 0 | 0 | 0 | 0 | 0 | 0 | 0
1540001550 | EA | 1-1/4â€³ X 12â€³ TAIL PIPE TREADED END | PLUMBING | DRAINS | DRAINS | CENTRAL STORES | 0 | 0 | 0 | 0 | 0 | 0 | 0 | 0 | 0 | 0 | 0 | 0 | 0 | 0 | 0 | 0 | 0 | 0 | 0 | 0 | 0 | 0 | 0 | 0 | 0 | 0
1540001557 | EA | 4â€³ COUNTER SUNK PLUG / 4â€³ COUNTER SUNK PLUG | TBD | TBD | TBD | CENTRAL STORES | 0 | 0 | 0 | 0 | 0 | 0 | 0 | 0 | 0 | 0 | 0 | 0 | 0 | 0 | 0 | 0 | 0 | 0 | 0 | 0 | 0 | 0 | 0 | 0 | 0 | 0
1540001558 | EA | 3â€³ ECON TEST PLUG / ECON TEST PLUG 3'' HUGHES #(43435) | TBD | TBD | TBD | CENTRAL STORES | 0 | 0 | 0 | 0 | 0 | 0 | 0 | 0 | 0 | 0 | 0 | 0 | 0 | 0 | 0 | 0 | 0 | 0 | 0 | 0 | 0 | 0 | 0 | 0 | 0 | 0
1540001559 | EA | 2â€³ ECON TEST PLUG / ECON TEST PLUG 2â€³ (HUGHES #43433) | TBD | TBD | TBD | CENTRAL STORES | 0 | 0 | 0 | 0 | 0 | 0 | 0 | 0 | 0 | 0 | 0 | 0 | 0 | 0 | 0 | 0 | 0 | 0 | 0 | 0 | 0 | 0 | 0 | 0 | 0 | 0
1540001560 | EA | 4â€³ ECON TEST PLUG / ECON TEST PLUG 4'' HUGHES #(43437) | TBD | TBD | TBD | CENTRAL STORES | 0 | 0 | 0 | 0 | 0 | 0 | 0 | 0 | 0 | 0 | 0 | 0 | 0 | 0 | 0 | 0 | 0 | 0 | 0 | 0 | 0 | 0 | 0 | 0 | 0 | 0
1540001561 | EA | 1-1/2â€³ ECON TEST PLUG / ECON TEST PLUG 1 1/2â€³ (HUGHES #) | TBD | TBD | TBD | CENTRAL STORES | 0 | 0 | 0 | 0 | 0 | 0 | 0 | 0 | 0 | 0 | 0 | 0 | 0 | 0 | 0 | 0 | 0 | 0 | 0 | 0 | 0 | 0 | 0 | 0 | 0 | 0
1540001565 | EA | FITTING, 1/2â€³, PVC, FEMALE ADAPTER, (S X FPT), SCH. 40 | PLUMBING | FITTINGS | FITTINGS | CENTRAL STORES | 0 | 0 | 0 | 25 | 0 | 0 | 0 | 0 | 0 | 0 | 0 | 0 | 0 | 0 | 0 | 0 | 0 | 0 | 0 | 0 | 0 | 0 | 0 | 0 | 0 | 0
1540001566 | EA | FITTING, 3/4â€³, PVC, FEMALE ADAPTER, (S X FPT) SCH. 40 | PLUMBING | FITTINGS | FITTINGS | CENTRAL STORES | 0 | 0 | 0 | 0 | 0 | 0 | 0 | 0 | 0 | 0 | 0 | 0 | 0 | 0 | 0 | 1 | 0 | 0 | 0 | 0 | 0 | 0 | 0 | 0 | 0 | 0
1540001567 | EA | FITTING, 1â€³, PVC, FEMALE ADAPTER, (S X FPT) SCH. 40 | PLUMBING | FITTINGS | FITTINGS | CENTRAL STORES | 0 | 0 | 0 | 0 | 0 | 0 | 0 | 0 | 0 | 0 | 0 | 0 | 0 | 0 | 0 | 0 | 0 | 0 | 0 | 0 | 0 | 0 | 0 | 0 | 0 | 0
1540001570 | EA | FITTING, 1-1/2â€³, PVC, FEMALE ADAPTER, (S X FPT) SCH. 40 | PLUMBING | FITTINGS | FITTINGS | CENTRAL STORES | 0 | 0 | 0 | 0 | 0 | 0 | 0 | 0 | 0 | 0 | 0 | 0 | 0 | 0 | 0 | 0 | 0 | 0 | 0 | 0 | 0 | 0 | 0 | 0 | 0 | 0
1540001572 | EA | FITTING, 4â€³, PVC, FEMALE ADAPTER, (S X FPT) SCH. 40 | PLUMBING | FITTINGS | FITTINGS | CENTRAL STORES | 0 | 0 | 0 | 0 | 0 | 0 | 0 | 0 | 0 | 0 | 0 | 0 | 0 | 0 | 0 | 0 | 0 | 0 | 0 | 0 | 0 | 0 | 0 | 0 | 0 | 0
1540001573 | EA | FITTING, 1/2â€³, PVC, MALE ADAPTER, (S X MPT) SCH. 40 | PLUMBING | FITTINGS | FITTINGS | CENTRAL STORES | 0 | 0 | 0 | 0 | 0 | 0 | 0 | 0 | 0 | 0 | 0 | 0 | 0 | 0 | 0 | 0 | 0 | 0 | 0 | 0 | 0 | 0 | 0 | 0 | 0 | 0
1540001574 | EA | FITTING, 3/4â€³, PVC, MALE ADAPTER, (S X MPT) SCH. 40 | PLUMBING | FITTINGS | FITTINGS | CENTRAL STORES | 0 | 0 | 0 | 0 | 0 | 0 | 0 | 0 | 0 | 0 | 0 | 2 | 0 | 0 | 0 | 0 | 0 | 0 | 0 | 0 | 0 | 0 | 0 | 0 | 0 | 0
1540001575 | EA | FITTING, 1â€³, PVC, MALE ADAPTER, (S X MPT) SCH. 40 | PLUMBING | FITTINGS | FITTINGS | CENTRAL STORES | 0 | 0 | 0 | 0 | 0 | 0 | 0 | 0 | 0 | 0 | 0 | 0 | 0 | 0 | 0 | 0 | 0 | 0 | 2 | 0 | 0 | 0 | 0 | 0 | 0 | 0
1540001576 | EA | FITTING, 1-1/4â€³, PVC, MALE ADAPTER, (S X MPT) SCH. 40 | PLUMBING | FITTINGS | FITTINGS | CENTRAL STORES | 0 | 0 | 0 | 0 | 0 | 0 | 0 | 0 | 0 | 0 | 0 | 0 | 0 | 0 | 0 | 0 | 0 | 0 | 0 | 0 | 0 | 0 | 0 | 0 | 0 | 0
1540001577 | EA | FITTING, 1-1/2â€³, PVC, MALE ADAPTER, (S X MPT) SCH. 40 | PLUMBING | FITTINGS | FITTINGS | CENTRAL STORES | 0 | 0 | 0 | 0 | 0 | 0 | 0 | 0 | 0 | 0 | 0 | 0 | 0 | 0 | 0 | 0 | 0 | 0 | 0 | 0 | 0 | 0 | 0 | 0 | 0 | 0
1540001578 | EA | FITTING, 2â€³, PVC, MALE ADAPTER, (S X MPT) SCH. 40 | PLUMBING | FITTINGS | FITTINGS | CENTRAL STORES | 0 | 0 | 0 | 0 | 0 | 0 | 0 | 0 | 0 | 0 | 0 | 0 | 0 | 0 | 0 | 0 | 5 | 0 | 0 | 0 | 0 | 0 | 0 | 0 | 0 | 0
1540001579 | EA | FITTING, 2-1/2â€³, PVC, MALE ADAPTER, (S X MPT) SCH. 40 | PLUMBING | FITTINGS | FITTINGS | CENTRAL STORES | 0 | 0 | 0 | 0 | 0 | 0 | 0 | 0 | 0 | 0 | 0 | 0 | 0 | 0 | 0 | 0 | 0 | 0 | 0 | 0 | 0 | 0 | 0 | 0 | 0 | 0
1540001580 | EA | FITTING, 3â€³, PVC, MALE ADAPTER, (S X MPT) SCH. 40 | PLUMBING | FITTINGS | FITTINGS | CENTRAL STORES | 0 | 0 | 0 | 0 | 0 | 0 | 0 | 0 | 0 | 0 | 0 | 0 | 0 | 0 | 0 | 0 | 0 | 0 | 0 | 0 | 0 | 0 | 0 | 0 | 0 | 0
1540001581 | EA | FITTING, 4â€³, PVC, MALE ADAPTER, (S X MPT) SCH. 40 | PLUMBING | FITTINGS | FITTINGS | CENTRAL STORES | 0 | 0 | 0 | 0 | 0 | 0 | 0 | 0 | 0 | 0 | 0 | 0 | 0 | 0 | 0 | 0 | 0 | 0 | 0 | 0 | 0 | 0 | 0 | 0 | 0 | 0
1540001582 | EA | FITTING, 2â€³ X 1-1/2â€³, PVC, REDUCING, MALE ADAPTER, (S X MPT) SCH. 40 | PLUMBING | FITTINGS | FITTINGS | CENTRAL STORES | 0 | 0 | 0 | 0 | 0 | 0 | 0 | 0 | 0 | 0 | 0 | 0 | 0 | 0 | 0 | 0 | 0 | 0 | 0 | 0 | 0 | 0 | 0 | 0 | 0 | 0
1540001583 | EA | FITTING, 1â€³ X 3/4â€³, PVC, REDUCING, MALE ADAPTER, (S X MPT) SCH. 40 | PLUMBING | FITTINGS | FITTINGS | CENTRAL STORES | 0 | 0 | 0 | 0 | 0 | 0 | 0 | 0 | 0 | 0 | 0 | 0 | 0 | 0 | 0 | 0 | 0 | 0 | 0 | 0 | 0 | 0 | 0 | 0 | 0 | 0
1540001586 | EA | FITTING, 1â€³ X 1-1/2â€³, BUSHING, PVC, FEMALE RED., (S X FPT) SCH. 40 | PLUMBING | FITTINGS | FITTINGS | CENTRAL STORES | 0 | 0 | 0 | 1 | 0 | 0 | 0 | 0 | 0 | 0 | 0 | 0 | 0 | 0 | 0 | 0 | 0 | 0 | 0 | 0 | 0 | 0 | 0 | 0 | 0 | 0
1540001589 | EA | FITTING, 3/4â€³ X 1â€³, PVC, MALE RED. BUSHING, (S X MPT) SCH. 40 | PLUMBING | FITTINGS | FITTINGS | CENTRAL STORES | 0 | 0 | 0 | 0 | 0 | 0 | 0 | 0 | 0 | 0 | 0 | 0 | 0 | 0 | 0 | 0 | 0 | 0 | 0 | 0 | 0 | 0 | 0 | 0 | 0 | 0
1540001594 | EA | FITTING, 1â€³ X 1/2â€³, PVC, FEMALE RED. BUSHING, (S X FPT) SCH. 40 | PLUMBING | FITTINGS | FITTINGS | CENTRAL STORES | 0 | 0 | 0 | 0 | 0 | 0 | 0 | 0 | 0 | 0 | 0 | 0 | 0 | 0 | 0 | 0 | 0 | 0 | 0 | 0 | 0 | 0 | 0 | 0 | 0 | 0
1540001595 | EA | FITTING, 1â€³ X 3/4â€³, PVC, FEMALE RED. BUSHING, (S X FPT) SCH. 40 | PLUMBING | FITTINGS | FITTINGS | CENTRAL STORES | 0 | 0 | 0 | 1 | 0 | 0 | 0 | 0 | 0 | 0 | 0 | 0 | 0 | 0 | 0 | 3 | 0 | 0 | 0 | 0 | 0 | 0 | 0 | 0 | 0 | 0
1540001596 | EA | FITTING, 3/4â€³ X 1/2â€³, PVC, FEMALE RED. BUSHING, (S X FPT) SCH. 40 | PLUMBING | FITTINGS | FITTINGS | CENTRAL STORES | 0 | 0 | 0 | 0 | 0 | 0 | 50 | 0 | 0 | 0 | 0 | 0 | 0 | 0 | 0 | 0 | 0 | 0 | 0 | 0 | 0 | 0 | 0 | 0 | 0 | 0
1540001597 | EA | FITTING, 1/2â€³ X 1/4â€³, PVC, FEMALE RED. BUSHING, (S X FPT) SCH. 40 | PLUMBING | FITTINGS | FITTINGS | CENTRAL STORES | 0 | 0 | 0 | 0 | 0 | 0 | 0 | 0 | 0 | 0 | 0 | 0 | 0 | 0 | 0 | 0 | 0 | 0 | 0 | 0 | 0 | 0 | 0 | 0 | 0 | 0
1540001609 | EA | FITTING, 2â€³ X 1/2â€³, PVC, REDUCER BUSHING, (S X S) SCH. 40 | PLUMBING | FITTINGS | FITTINGS | CENTRAL STORES | 0 | 0 | 0 | 0 | 0 | 0 | 0 | 0 | 0 | 0 | 0 | 0 | 0 | 0 | 0 | 0 | 0 | 0 | 0 | 0 | 0 | 0 | 0 | 0 | 0 | 0
1540001612 | EA | FITTING, 2â€³ X 1-1/4â€³, PVC, REDUCER BUSHING, (S X S) SCH. 40 | PLUMBING | FIXTURES | FIXTURES | CENTRAL STORES | 0 | 0 | 0 | 0 | 0 | 0 | 0 | 0 | 0 | 0 | 0 | 0 | 0 | 0 | 0 | 0 | 0 | 0 | 0 | 0 | 0 | 0 | 0 | 0 | 0 | 0
1540001613 | EA | FITTING, 2â€³ X 1-1/2â€³, PVC, REDUCER BUSHING, (S X S) SCH. 40 | PLUMBING | FITTINGS | FITTINGS | CENTRAL STORES | 0 | 0 | 0 | 0 | 0 | 0 | 0 | 0 | 25 | 0 | 0 | 0 | 0 | 0 | 0 | 0 | 0 | 0 | 0 | 0 | 0 | 0 | 0 | 0 | 0 | 0
1540001617 | EA | FITTING, 3â€³ X 2-1/2â€³, PVC, REDUCER BUSHING, (S X S) SCH. 40 | PLUMBING | FITTINGS | FITTINGS | CENTRAL STORES | 0 | 0 | 0 | 0 | 0 | 0 | 0 | 0 | 0 | 0 | 0 | 0 | 0 | 0 | 0 | 0 | 0 | 0 | 0 | 0 | 0 | 0 | 0 | 0 | 0 | 0
1540001618 | EA | FITTING, 3â€³ X 2â€³, PVC, REDUCER BUSHING, (S X S) SCH. 40 | PLUMBING | FITTINGS | FITTINGS | CENTRAL STORES | 0 | 0 | 0 | 0 | 0 | 0 | 0 | 0 | 0 | 0 | 0 | 0 | 0 | 0 | 0 | 0 | 0 | 0 | 0 | 0 | 0 | 0 | 0 | 0 | 0 | 0
1540001620 | EA | FITTING, 4â€³ X 3â€³, PVC, REDUCER BUSHING, (S X S) SCH. 40 | PLUMBING | FITTINGS | FITTINGS | CENTRAL STORES | 0 | 0 | 0 | 0 | 0 | 0 | 0 | 0 | 0 | 0 | 0 | 0 | 0 | 0 | 0 | 0 | 0 | 0 | 0 | 0 | 0 | 0 | 0 | 0 | 0 | 0
1540001621 | EA | FITTING, 6â€³ X 4â€³, PVC, REDUCER BUSHING, (S X S) SCH. 40 | PLUMBING | FITTINGS | FITTINGS | CENTRAL STORES | 0 | 0 | 0 | 0 | 0 | 0 | 0 | 0 | 0 | 0 | 0 | 0 | 0 | 0 | 0 | 0 | 0 | 0 | 0 | 0 | 0 | 0 | 0 | 0 | 0 | 0
1540001624 | EA | BUSHING, (MPT X FPT), 3/4â€³ X 1/2â€³, SCH. 40 | PLUMBING | FITTINGS | FITTINGS | CENTRAL STORES | 0 | 0 | 0 | 0 | 0 | 0 | 0 | 0 | 0 | 0 | 0 | 0 | 0 | 0 | 0 | 0 | 0 | 0 | 0 | 0 | 0 | 0 | 0 | 0 | 0 | 0
1540001629 | EA | FITTING, 1-1/4â€³, PVC, CAP, (S) SCH. 40 | PLUMBING | FITTINGS | FITTINGS | CENTRAL STORES | 0 | 0 | 0 | 0 | 0 | 0 | 0 | 0 | 0 | 3 | 0 | 0 | 0 | 0 | 0 | 0 | 0 | 0 | 0 | 0 | 0 | 0 | 0 | 0 | 0 | 0
1540001630 | EA | FITTING, 1.50 INCH, PVC, CAP, (S) SCHEDULE 40 | PLUMBING | FITTINGS | FITTINGS | CENTRAL STORES | 0 | 0 | 0 | 0 | 0 | 0 | 0 | 0 | 0 | 3 | 0 | 0 | 0 | 0 | 0 | 0 | 0 | 0 | 0 | 0 | 0 | 0 | 0 | 0 | 0 | 0
1540001632 | EA | FITTING, 3â€³, PVC, CAP, (S) SCH. 40 | PLUMBING | FITTINGS | FITTINGS | CENTRAL STORES | 0 | 0 | 0 | 0 | 0 | 0 | 0 | 0 | 0 | 0 | 0 | 0 | 0 | 0 | 0 | 0 | 0 | 0 | 0 | 0 | 0 | 0 | 0 | 0 | 0 | 0
1540001633 | EA | FITTING, 4â€³, PVC, CAP, (S) SCH. 40 | PLUMBING | FITTINGS | FITTINGS | CENTRAL STORES | 0 | 0 | 0 | 0 | 0 | 0 | 0 | 0 | 0 | 0 | 0 | 0 | 0 | 0 | 0 | 0 | 0 | 0 | 0 | 0 | 0 | 0 | 0 | 0 | 0 | 0
1540001634 | EA | FITTING, 6â€³, PVC, CAP, (S) SCH. 40 | PLUMBING | FITTINGS | FITTINGS | CENTRAL STORES | 0 | 0 | 0 | 0 | 0 | 0 | 0 | 0 | 0 | 0 | 0 | 0 | 0 | 0 | 0 | 0 | 0 | 0 | 0 | 0 | 0 | 0 | 0 | 0 | 0 | 0
1540001635 | EA | FITTING, 1-1/2â€³, PVC, THREADED CAP, (FPT) SCH. 40 | PLUMBING | FITTINGS | FITTINGS | CENTRAL STORES | 0 | 0 | 0 | 0 | 0 | 0 | 0 | 0 | 0 | 0 | 0 | 0 | 0 | 1 | 0 | 0 | 0 | 0 | 0 | 0 | 0 | 0 | 0 | 0 | 0 | 0
1540001636 | EA | FITTING, 1â€³, PVC, THREADED CAP, (FPT) SCH. 40 | PLUMBING | FITTINGS | FITTINGS | CENTRAL STORES | 0 | 0 | 0 | 0 | 0 | 0 | 0 | 0 | 0 | 0 | 0 | 0 | 0 | 0 | 0 | 0 | 0 | 0 | 0 | 0 | 0 | 0 | 0 | 0 | 0 | 0
1540001640 | EA | FITTING, 2-1/2â€³, PVC, CAP, (S) SCH. 40 | PLUMBING | FITTINGS | FITTINGS | CENTRAL STORES | 0 | 0 | 0 | 0 | 0 | 0 | 0 | 0 | 0 | 0 | 0 | 0 | 0 | 0 | 0 | 0 | 0 | 0 | 0 | 0 | 0 | 0 | 0 | 0 | 0 | 0
1540001651 | EA | FITTING, 2â€³, PVC, CROSS TEE, (S X S X S X S) SCH. 40 | PLUMBING | FITTINGS | FITTINGS | CENTRAL STORES | 0 | 0 | 0 | 0 | 0 | 0 | 0 | 0 | 0 | 0 | 0 | 0 | 0 | 0 | 0 | 0 | 0 | 0 | 0 | 0 | 0 | 0 | 0 | 0 | 0 | 0
1540001658 | EA | FITTING, 2â€³, PVC, 90 STREET ELL, (S X MIPT) SCH. 40 | PLUMBING | FITTINGS | FITTINGS | CENTRAL STORES | 0 | 0 | 0 | 0 | 0 | 0 | 0 | 0 | 0 | 0 | 0 | 0 | 0 | 0 | 0 | 0 | 0 | 0 | 0 | 0 | 0 | 0 | 0 | 0 | 0 | 0
1540001660 | EA | FITTING, 3/4â€³, PVC, 90 STREET ELL, (MPT X FPT) SCH. 40 | PLUMBING | FITTINGS | FITTINGS | CENTRAL STORES | 0 | 0 | 0 | 0 | 0 | 0 | 0 | 0 | 0 | 0 | 0 | 0 | 0 | 0 | 0 | 0 | 0 | 0 | 0 | 0 | 0 | 0 | 0 | 0 | 0 | 0
1540001682 | EA | FITTING, THREADED PLUG, 1/2â€³, PVC, (MPT) SCH. 40 | PLUMBING | FITTINGS | FITTINGS | CENTRAL STORES | 0 | 0 | 0 | 0 | 0 | 0 | 0 | 0 | 0 | 0 | 0 | 0 | 0 | 0 | 0 | 0 | 0 | 0 | 0 | 0 | 0 | 0 | 0 | 0 | 0 | 0
1540001683 | EA | FITTING, THREADED PLUG, 3/4â€³, PVC (MPT) SCH. 40 | PLUMBING | FITTINGS | FITTINGS | CENTRAL STORES | 0 | 0 | 0 | 20 | 0 | 0 | 0 | 0 | 0 | 0 | 0 | 0 | 0 | 0 | 0 | 0 | 0 | 0 | 0 | 0 | 0 | 0 | 0 | 0 | 0 | 0
1540001684 | EA | FITTING, THREADED PLUG, 1â€³, PVC, (MPT) SCH. 40 | PLUMBING | FITTINGS | FITTINGS | CENTRAL STORES | 0 | 0 | 0 | 0 | 0 | 0 | 0 | 0 | 0 | 0 | 0 | 0 | 0 | 0 | 0 | 0 | 0 | 0 | 0 | 0 | 0 | 0 | 0 | 0 | 0 | 0
1540001686 | EA | FITTING, 1-1/2â€³, THREADED PLUG, 1-1/2â€³, PVC, (MPT) SCH. 40 | PLUMBING | FITTINGS | FITTINGS | CENTRAL STORES | 0 | 0 | 0 | 0 | 0 | 0 | 0 | 0 | 0 | 0 | 0 | 0 | 0 | 0 | 0 | 0 | 0 | 0 | 0 | 0 | 0 | 0 | 0 | 0 | 0 | 0
1540001687 | EA | FITTING, THREADED PLUG, 2â€³, PVC, (MPT) SCH. 40 | PLUMBING | FITTINGS | FITTINGS | CENTRAL STORES | 0 | 0 | 0 | 0 | 0 | 0 | 0 | 0 | 0 | 0 | 0 | 0 | 0 | 0 | 0 | 0 | 0 | 0 | 0 | 0 | 0 | 0 | 0 | 0 | 0 | 0
1540001689 | EA | FITTING, THREADED PLUG, 3â€³, PVC, (MPT) SCH. 40 | PLUMBING | FITTINGS | FITTINGS | CENTRAL STORES | 0 | 0 | 0 | 0 | 0 | 0 | 0 | 0 | 0 | 0 | 0 | 0 | 0 | 0 | 0 | 0 | 0 | 0 | 0 | 0 | 0 | 0 | 0 | 0 | 0 | 0
1540001694 | EA | VALVE, 1/2â€³, PVC BALL, (S X S) | PLUMBING | VALVES | VALVES | CENTRAL STORES | 0 | 0 | 0 | 0 | 0 | 0 | 0 | 0 | 0 | 0 | 0 | 0 | 0 | 0 | 0 | 0 | 0 | 0 | 0 | 0 | 0 | 0 | 0 | 0 | 0 | 0
1540001695 | EA | VALVE, 3/4â€³, PVC BALL, (S X S) | PLUMBING | VALVES | VALVES | CENTRAL STORES | 0 | 0 | 0 | 0 | 0 | 0 | 0 | 0 | 0 | 0 | 0 | 0 | 0 | 0 | 0 | 0 | 0 | 0 | 0 | 0 | 0 | 0 | 0 | 0 | 0 | 0
1540001696 | EA | VALVE, 1/2â€³, PVC BALL, (THREADED) | PLUMBING | VALVES | VALVES | CENTRAL STORES | 0 | 0 | 0 | 0 | 0 | 0 | 0 | 0 | 0 | 0 | 0 | 0 | 0 | 0 | 0 | 0 | 0 | 0 | 0 | 0 | 0 | 0 | 0 | 0 | 0 | 0
1540001710 | EA | T & S HOT BARREL / T & S HOT BARREL (HUGHES # 000788-20) | PLUMBING | REPAIR KITS | REPAIR KITS | CENTRAL STORES | 0 | 0 | 0 | 0 | 0 | 0 | 0 | 0 | 0 | 0 | 0 | 0 | 0 | 0 | 0 | 0 | 0 | 0 | 0 | 0 | 0 | 0 | 0 | 0 | 0 | 0
1540001711 | EA | T & S COLD BARREL / T & S COLD BARREL (210215) | PLUMBING | REPAIR KITS | REPAIR KITS | CENTRAL STORES | 0 | 0 | 0 | 0 | 0 | 0 | 0 | 0 | 0 | 0 | 0 | 0 | 0 | 0 | 0 | 0 | 0 | 0 | 0 | 0 | 0 | 0 | 0 | 0 | 0 | 0
1540001714 | EA | COMMODE SEAT, ELONGATED STYLE (WHITE) | PLUMBING | TOILETS | TOILETS | CENTRAL STORES | 0 | 0 | 0 | 0 | 0 | 0 | 1 | 22 | 0 | 0 | 15 | 5 | 2 | 0 | 0 | 2 | 0 | 0 | 0 | 0 | 0 | 0 | 0 | 0 | 0 | 0
1540001715 | EA | COMMODE SEAT (REGULAR WHITE) / COMMODE SEAT (REGULAR WHITE) | PLUMBING | TOILETS | TOILETS | CENTRAL STORES | 0 | 0 | 0 | 0 | 0 | 0 | 0 | 0 | 0 | 12 | 0 | 0 | 0 | 0 | 0 | 0 | 0 | 0 | 0 | 0 | 0 | 0 | 0 | 0 | 0 | 0
1540001723 | EA | LEAD FREE ROLLED SOLDER / SOLDER, LEAD FREE ROLLED | TBD | TBD | TBD | CENTRAL STORES | 0 | 0 | 0 | 0 | 0 | 0 | 0 | 0 | 0 | 0 | 0 | 0 | 0 | 0 | 0 | 0 | 0 | 0 | 0 | 0 | 0 | 0 | 0 | 0 | 0 | 0
1540001728 | EA | SPEAKMAN HOT STEM -HANDI SINK / SPEAKMAN HOT STEM #33578 FOR HANDICAPPED SINK | PLUMBING | REPAIR KITS | REPAIR KITS | CENTRAL STORES | 0 | 0 | 0 | 0 | 0 | 0 | 0 | 0 | 0 | 0 | 0 | 0 | 0 | 0 | 0 | 0 | 0 | 0 | 0 | 0 | 0 | 0 | 0 | 0 | 0 | 0
1540001729 | EA | SPEAKMAN COLD STEM -HANDI SINK / SPEAKMAN COLD STEM #335780 FOR HANDICAPPED SINK | PLUMBING | REPAIR KITS | REPAIR KITS | CENTRAL STORES | 0 | 0 | 0 | 0 | 0 | 0 | 0 | 0 | 0 | 0 | 0 | 0 | 0 | 0 | 0 | 0 | 0 | 0 | 0 | 0 | 0 | 0 | 0 | 0 | 0 | 0
1540001732 | EA | T & S BRASS COLD STEM / T & S COLD STEM (210216) | PLUMBING | REPAIR KITS | REPAIR KITS | CENTRAL STORES | 0 | 0 | 0 | 0 | 0 | 0 | 0 | 0 | 0 | 0 | 0 | 0 | 0 | 0 | 0 | 0 | 0 | 0 | 0 | 0 | 0 | 0 | 0 | 0 | 0 | 0
1540001734 | EA | AMERI STANDARD STEM/WASHER / AMERICAN STANDARD STEM AND WASHER | PLUMBING | REPAIR KITS | REPAIR KITS | CENTRAL STORES | 0 | 0 | 0 | 0 | 0 | 0 | 0 | 0 | 0 | 0 | 0 | 0 | 0 | 0 | 0 | 0 | 0 | 0 | 0 | 0 | 0 | 0 | 0 | 0 | 0 | 0
1540001736 | EA | KOHLER HOT STEM / KOHLER HOT STEM K7110975H | PLUMBING | REPAIR KITS | REPAIR KITS | CENTRAL STORES | 0 | 0 | 0 | 0 | 0 | 0 | 0 | 0 | 0 | 0 | 0 | 0 | 0 | 0 | 0 | 0 | 0 | 0 | 0 | 0 | 0 | 0 | 0 | 0 | 0 | 0
1540001738 | EA | KOHLER COLD PLUNGER / KOHLER COLD PLUNGER | PLUMBING | REPAIR KITS | REPAIR KITS | CENTRAL STORES | 0 | 0 | 0 | 0 | 0 | 0 | 0 | 0 | 0 | 0 | 0 | 0 | 0 | 0 | 0 | 0 | 0 | 0 | 0 | 0 | 0 | 0 | 0 | 0 | 0 | 0
1540001739 | EA | KOHLER HOT PLUNGER / KOHLER HOT PLUNGER | PLUMBING | REPAIR KITS | REPAIR KITS | CENTRAL STORES | 0 | 0 | 0 | 0 | 0 | 0 | 0 | 0 | 0 | 0 | 0 | 0 | 0 | 0 | 0 | 0 | 0 | 0 | 0 | 0 | 0 | 0 | 0 | 0 | 0 | 0
1540001745 | EA | 1/2â€³ CP ANGLE STOP 1/2â€³ FPT X 3/8â€³ COMP / 1/2â€³CP ANGLE STOP 1/2â€³ FPT X 3/8â€³ COMPRESSION | TBD | TBD | TBD | CENTRAL STORES | 0 | 0 | 0 | 0 | 0 | 0 | 1 | 0 | 0 | 0 | 0 | 0 | 0 | 0 | 0 | 0 | 0 | 0 | 0 | 0 | 0 | 0 | 0 | 0 | 0 | 0
1540001753 | EA | 3/8â€³ X 3/8â€³ X 20â€³ SUPPLY LINE / BRAIDED SUPPLY LINE 3/8 X 3/8 X 20 | PLUMBING | HOSES | HOSES | CENTRAL STORES | 0 | 0 | 0 | 0 | 0 | 0 | 0 | 0 | 0 | 0 | 0 | 0 | 0 | 0 | 0 | 0 | 0 | 0 | 0 | 0 | 0 | 0 | 0 | 0 | 0 | 0
1540001755 | EA | SUPPLY LINE 1/2â€³ X 1/2â€³ X 20â€³ (FIP TO FIP) / SUPPLY LINE 1/2â€³ X1/2â€³ X 20â€³ BRAIDED STEEL FEMALE PIPE TO FEMALE PIPE | PLUMBING | HOSES | HOSES | CENTRAL STORES | 0 | 0 | 0 | 0 | 0 | 0 | 0 | 0 | 0 | 0 | 0 | 0 | 0 | 0 | 0 | 16 | 0 | 0 | 0 | 0 | 0 | 0 | 0 | 0 | 0 | 0
1540001757 | EA | FAUCET LINE, 3/8â€³ X 3/8â€³ X 12â€³, BRAIDED, STAINLESS STEEL SUPPLY LINE | PLUMBING | HOSES | HOSES | CENTRAL STORES | 0 | 0 | 0 | 0 | 0 | 0 | 0 | 0 | 0 | 0 | 0 | 0 | 0 | 0 | 0 | 0 | 0 | 0 | 0 | 0 | 0 | 0 | 0 | 0 | 0 | 0
1540001758 | EA | 1/2 X 1/2 X 20 FIC-FIP SUPPLY LINE / SUPPLY LINE 1/2 X 1/2 X 20â€³ (FIC TO FIP) BRAIDED STEEL ONLY | PLUMBING | HOSES | HOSES | CENTRAL STORES | 0 | 0 | 0 | 0 | 0 | 0 | 0 | 0 | 0 | 0 | 0 | 0 | 0 | 0 | 0 | 0 | 0 | 0 | 0 | 0 | 0 | 0 | 0 | 0 | 0 | 0
1540001759 | EA | 1/2â€³ X 3/8â€³ X 16â€³ SUPPLY LINE / SUPPLY LINE 1/2 X 3/8 X 16â€³ BRAIDED STEEL ONLY | PLUMBING | HOSES | HOSES | CENTRAL STORES | 0 | 0 | 0 | 0 | 0 | 0 | 0 | 0 | 1 | 2 | 0 | 0 | 0 | 0 | 0 | 3 | 0 | 0 | 0 | 0 | 0 | 0 | 0 | 0 | 0 | 0
1540001768 | EA | 1/2â€³ TRAP PRIMER (FPT) / 1/2â€³ TRAP PRIMER ( JOSAM) THREADED | TBD | TBD | TBD | CENTRAL STORES | 0 | 0 | 0 | 0 | 0 | 0 | 0 | 0 | 0 | 0 | 0 | 0 | 0 | 0 | 0 | 0 | 0 | 0 | 0 | 0 | 0 | 0 | 0 | 0 | 0 | 0
1540001777 | EA | 3/4â€³ FEMALE HOSE BREAKER CONN / BREAKER, 3/4â€³ HOSE FEMALE CONNECTION | TBD | TBD | TBD | CENTRAL STORES | 0 | 0 | 0 | 0 | 0 | 0 | 0 | 0 | 0 | 0 | 0 | 0 | 0 | 0 | 0 | 0 | 0 | 0 | 0 | 0 | 0 | 0 | 0 | 0 | 0 | 0
1540001779 | EA | DELTA SHOWER VALVE & HEAD / SHOWER VALVE & HEAD (DELTA # 1424LHP) | PLUMBING | REPAIR KITS | REPAIR KITS | CENTRAL STORES | 0 | 0 | 0 | 0 | 0 | 0 | 0 | 0 | 0 | 0 | 0 | 0 | 0 | 0 | 0 | 0 | 0 | 0 | 0 | 0 | 0 | 0 | 0 | 0 | 0 | 0
1540001783 | EA | FITTING, 3/8â€³ OD, BRASS, COMPRESSION STOP | PLUMBING | FITTINGS | FITTINGS | CENTRAL STORES | 0 | 0 | 0 | 0 | 0 | 0 | 0 | 0 | 0 | 0 | 0 | 0 | 0 | 0 | 0 | 0 | 0 | 0 | 0 | 0 | 0 | 0 | 0 | 0 | 0 | 0
1540001784 | EA | FLUID MASTER, TANK | PLUMBING | TOILETS | TOILETS | CENTRAL STORES | 0 | 0 | 0 | 0 | 0 | 0 | 0 | 0 | 0 | 0 | 0 | 0 | 0 | 0 | 0 | 0 | 0 | 0 | 0 | 0 | 0 | 0 | 0 | 0 | 0 | 0
1540001785 | EA | VALVE, CLOSET FLUSH, (FLUSHOMETER), 3.5 GALLON (1â€³ SLOAN#110 YB) | PLUMBING | VALVES | VALVES | CENTRAL STORES | 0 | 0 | 0 | 0 | 0 | 0 | 0 | 0 | 0 | 25 | 0 | 0 | 10 | 0 | 0 | 0 | 0 | 0 | 0 | 0 | 3 | 0 | 0 | 0 | 0 | 0
1540001786 | EA | 3/4â€³ WATTS PRESSURE RELIEF VLV / PRESSURE RELIEF VALVE 3/4â€³ WATTS | TBD | TBD | TBD | CENTRAL STORES | 0 | 0 | 0 | 0 | 0 | 0 | 0 | 0 | 0 | 0 | 0 | 0 | 0 | 0 | 0 | 0 | 0 | 0 | 0 | 0 | 0 | 0 | 0 | 0 | 0 | 0
1540001787 | EA | VALVE, CLOSET FLUSH, (FLUSHOMETER), 1.6 GALLON (1â€³ SLOAN#111 XL) | PLUMBING | VALVES | VALVES | CENTRAL STORES | 0 | 0 | 0 | 0 | 0 | 1 | 0 | 0 | 0 | 0 | 0 | 0 | 0 | 0 | 0 | 0 | 4 | 0 | 0 | 0 | 0 | 0 | 0 | 0 | 0 | 0
1540001790 | EA | VALVE, URINAL FLUSH, (3/4â€³ SLOAN), (FLUSHOMETER), (SLOAN#186 1 YB) | PLUMBING | VALVES | VALVES | CENTRAL STORES | 0 | 0 | 0 | 4 | 0 | 0 | 0 | 0 | 0 | 0 | 0 | 2 | 0 | 0 | 0 | 0 | 0 | 0 | 0 | 0 | 0 | 0 | 0 | 0 | 0 | 0
1540001793 | EA | VALVE, 3/4â€³, BRASS CHECK, (FPT) THREADED | PLUMBING | VALVES | VALVES | CENTRAL STORES | 0 | 0 | 0 | 0 | 0 | 0 | 0 | 0 | 0 | 0 | 0 | 0 | 0 | 0 | 0 | 0 | 0 | 0 | 0 | 0 | 0 | 0 | 0 | 0 | 0 | 0
1540001798 | EA | VALVE, PLASTIC FLUSH KIT, FOR CLOSET (MARLIN #5207) | PLUMBING | VALVES | VALVES | CENTRAL STORES | 0 | 0 | 0 | 0 | 0 | 0 | 0 | 0 | 0 | 0 | 0 | 0 | 0 | 0 | 0 | 0 | 0 | 0 | 0 | 0 | 0 | 0 | 0 | 0 | 0 | 0
1540001799 | EA | VALVE, 3/4â€³, GAS COCK, BRASS | PLUMBING | VALVES | VALVES | CENTRAL STORES | 0 | 0 | 0 | 0 | 0 | 0 | 0 | 0 | 0 | 0 | 0 | 0 | 0 | 0 | 0 | 0 | 0 | 0 | 0 | 0 | 0 | 0 | 0 | 0 | 0 | 0
1540001804 | EA | FITTING, 3/4â€³, BRASS, HOSE BIB (MPT) | PLUMBING | FITTINGS | FITTINGS | CENTRAL STORES | 0 | 0 | 0 | 1 | 0 | 0 | 0 | 0 | 0 | 0 | 0 | 0 | 0 | 0 | 0 | 1 | 0 | 0 | 0 | 1 | 0 | 0 | 0 | 0 | 0 | 0
1540001810 | EA | WASHER, 1-1/2â€³, SLIP JOINT FRICTION RING | FASTENERS | WASHERS | WASHERS | CENTRAL STORES | 0 | 0 | 0 | 0 | 0 | 0 | 0 | 0 | 0 | 22 | 0 | 0 | 0 | 0 | 0 | 0 | 0 | 0 | 0 | 0 | 0 | 0 | 0 | 0 | 0 | 0
1540001816 | EA | VACUUM BREAKER, (DELANEY) #243104 | PLUMBING | FITTINGS | FITTINGS | CENTRAL STORES | 0 | 0 | 0 | 0 | 0 | 0 | 0 | 0 | 0 | 0 | 0 | 0 | 0 | 0 | 0 | 0 | 0 | 0 | 0 | 0 | 0 | 0 | 0 | 0 | 0 | 0
1540001818 | EA | COUPLING, 3/8â€³ X 1/4â€³, REDUCING, COMPRESSION, BRASS | PLUMBING | FITTINGS | FITTINGS | CENTRAL STORES | 0 | 0 | 0 | 0 | 0 | 0 | 0 | 0 | 0 | 0 | 0 | 0 | 0 | 0 | 0 | 0 | 0 | 0 | 0 | 0 | 0 | 0 | 0 | 0 | 0 | 0
1540001820 | EA | REPAIR KIT, VACUUM BREAKER, 1/2â€³ | PLUMBING | REPAIR KITS | REPAIR KITS | CENTRAL STORES | 0 | 0 | 0 | 0 | 0 | 0 | 0 | 0 | 0 | 0 | 0 | 0 | 0 | 0 | 0 | 0 | 0 | 0 | 0 | 0 | 0 | 0 | 0 | 0 | 0 | 0
1540001823 | EA | FITTING, 3/4â€³ X CLOSE, BRASS, NIPPLE | PLUMBING | FITTINGS | FITTINGS | CENTRAL STORES | 0 | 0 | 0 | 0 | 0 | 0 | 0 | 0 | 0 | 0 | 0 | 0 | 0 | 0 | 0 | 0 | 0 | 0 | 0 | 0 | 0 | 0 | 0 | 0 | 0 | 0
1540001828 | EA | FITTING, 2â€³ X 3â€³, GALVANIZED, NIPPLE | PLUMBING | FITTINGS | FITTINGS | CENTRAL STORES | 0 | 0 | 0 | 0 | 0 | 0 | 0 | 0 | 0 | 0 | 0 | 0 | 0 | 0 | 0 | 0 | 0 | 0 | 0 | 0 | 0 | 0 | 0 | 0 | 0 | 0
1540001829 | EA | FITTING, 2â€³ X 4â€³, GALVANIZED, NIPPLE | PLUMBING | FITTINGS | FITTINGS | CENTRAL STORES | 0 | 0 | 0 | 0 | 0 | 0 | 0 | 0 | 0 | 0 | 0 | 0 | 0 | 0 | 0 | 0 | 0 | 0 | 0 | 0 | 0 | 0 | 0 | 0 | 0 | 0
1540001831 | EA | COUPLING, 1/4â€³ IP MALE X 3/8â€³, COMPRESSION | PLUMBING | FITTINGS | FITTINGS | CENTRAL STORES | 0 | 0 | 0 | 0 | 0 | 0 | 0 | 0 | 0 | 0 | 0 | 0 | 0 | 0 | 0 | 0 | 0 | 0 | 0 | 0 | 0 | 0 | 0 | 0 | 0 | 0
1540001837 | EA | COVER/RING/SENSOR ASSY. -CLOSET / COVER/RING/SENSOR ASSEMBLY -CLOSET #8696 | TBD | TBD | TBD | CENTRAL STORES | 0 | 0 | 0 | 0 | 0 | 0 | 0 | 0 | 0 | 0 | 0 | 0 | 0 | 0 | 0 | 0 | 0 | 0 | 0 | 0 | 0 | 0 | 0 | 0 | 0 | 0
1540001838 | EA | COVER/RING/SENSOR ASSY. -URINAL / COVER/RING/SENSOR ASSEMBLY -URINAL #8699 | TBD | TBD | TBD | CENTRAL STORES | 0 | 0 | 0 | 0 | 0 | 0 | 0 | 0 | 0 | 0 | 0 | 0 | 0 | 0 | 0 | 0 | 0 | 0 | 0 | 0 | 0 | 0 | 0 | 0 | 0 | 0
1540001839 | EA | G2 INSIDE COVER ASSEMBLY W/SOLENOID | TBD | TBD | TBD | CENTRAL STORES | 0 | 0 | 0 | 0 | 0 | 0 | 0 | 0 | 0 | 0 | 0 | 0 | 0 | 0 | 0 | 0 | 0 | 0 | 0 | 0 | 0 | 0 | 0 | 0 | 0 | 0
1540001841 | EA | SCREW AND HEX WRENCH ONLY / SCREW AND HEX WRENCH ONLY #8707 | TBD | TBD | TBD | CENTRAL STORES | 0 | 0 | 0 | 0 | 0 | 0 | 0 | 0 | 0 | 0 | 0 | 0 | 0 | 0 | 0 | 0 | 0 | 0 | 0 | 0 | 0 | 0 | 0 | 0 | 0 | 0
1540001844 | EA | G2 ELECTRONIC MODULE - CLOSET / G2 ELECTRONIC MODULE - CLOSET #8697 (EBV-129-A-C) | TBD | TBD | TBD | CENTRAL STORES | 0 | 0 | 0 | 0 | 0 | 0 | 0 | 0 | 0 | 0 | 0 | 0 | 0 | 0 | 0 | 0 | 0 | 0 | 0 | 0 | 0 | 0 | 0 | 0 | 0 | 0
1540001845 | EA | G2 ELECTRONIC MODULE - URINAL / G2 ELECTRONIC MODULE - URINAL #8698 (EBV-129-A-U) | TBD | TBD | TBD | CENTRAL STORES | 0 | 0 | 0 | 0 | 0 | 0 | 0 | 0 | 0 | 0 | 0 | 0 | 0 | 0 | 0 | 0 | 0 | 0 | 0 | 0 | 0 | 0 | 0 | 0 | 0 | 0
1540001851 | EA | FLEX TUBE DIAPHRAGM ASSY. (1021-A) / FLEX TUBE DIAPHRAGM ASSY. #8710 (INCLUDES 2.4 GPF VOLUME REGULATOR)(#EBV-1021-A) | PLUMBING | TOILETS | TOILETS | CENTRAL STORES | 0 | 0 | 0 | 0 | 0 | 0 | 0 | 0 | 0 | 2 | 0 | 0 | 0 | 0 | 0 | 3 | 0 | 0 | 0 | 0 | 0 | 0 | 0 | 0 | 0 | 0
1540001852 | EA | WHITE VOLUME REGULATOR / WHITE VOLUME REGULATOR #8703 | TBD | TBD | TBD | CENTRAL STORES | 0 | 0 | 0 | 0 | 0 | 0 | 0 | 0 | 0 | 0 | 0 | 0 | 0 | 0 | 0 | 0 | 0 | 0 | 0 | 0 | 0 | 0 | 0 | 0 | 0 | 0
1540001856 | EA | OVERRIDE BUTTON ASSEMBLY, FOR USE WITH G2 , SLOAN, ITEM # 2XU19, MFR. MODEL # EBV130A | PLUMBING | REPAIR KITS | REPAIR KITS | CENTRAL STORES | 0 | 0 | 0 | 0 | 0 | 0 | 0 | 0 | 0 | 0 | 0 | 0 | 0 | 0 | 0 | 0 | 0 | 0 | 0 | 0 | 0 | 0 | 0 | 0 | 0 | 0
1540001865 | EA | FITTING, 1â€³, CPVC, MALE ADAPT, (S X MPT) | PLUMBING | FITTINGS | FITTINGS | CENTRAL STORES | 0 | 0 | 0 | 0 | 0 | 0 | 0 | 0 | 0 | 0 | 0 | 0 | 0 | 0 | 0 | 0 | 0 | 0 | 0 | 0 | 0 | 1 | 0 | 0 | 0 | 0
1540001866 | EA | SCREW, ZURN, BRASS, OPERATING | FASTENERS | SCREWS | SCREWS | CENTRAL STORES | 0 | 0 | 0 | 0 | 0 | 0 | 0 | 0 | 0 | 0 | 0 | 0 | 0 | 0 | 0 | 0 | 0 | 0 | 0 | 0 | 0 | 0 | 0 | 0 | 0 | 0
1540001867 | EA | ZURN O-RING / ZURN O-RING | PLUMBING | REPAIR KITS | REPAIR KITS | CENTRAL STORES | 0 | 0 | 0 | 0 | 0 | 0 | 0 | 0 | 0 | 0 | 0 | 0 | 0 | 0 | 0 | 0 | 0 | 0 | 0 | 0 | 0 | 0 | 0 | 0 | 0 | 0
1540001872 | EA | VALVE, URINAL FLUSH, (1-1/4â€³ SLOAN), (FLUSHOMETER) | PLUMBING | VALVES | VALVES | CENTRAL STORES | 0 | 0 | 0 | 0 | 0 | 0 | 0 | 0 | 0 | 0 | 0 | 0 | 0 | 0 | 0 | 0 | 0 | 0 | 0 | 0 | 0 | 0 | 0 | 0 | 0 | 0
1540001873 | EA | VACUUM BREAKER, TAILPIECE, 1-1/4â€³ X 9â€³ | PLUMBING | FITTINGS | FITTINGS | CENTRAL STORES | 0 | 0 | 0 | 0 | 0 | 0 | 0 | 0 | 0 | 0 | 0 | 0 | 0 | 0 | 0 | 0 | 0 | 0 | 0 | 0 | 0 | 0 | 0 | 0 | 0 | 0
1540001875 | EA | WALL FAUCET SPOUT HANDLE -CLR / CLEAR WHEEL HANDLE FOR WALL FAUCET SPOUT (PRESIDENT'S HOUSE) (99033701) SCREWS FOR HANDLE (99082350) | TBD | TBD | TBD | CENTRAL STORES | 0 | 0 | 0 | 0 | 0 | 0 | 0 | 0 | 0 | 0 | 0 | 0 | 0 | 0 | 0 | 0 | 0 | 0 | 0 | 0 | 0 | 0 | 0 | 0 | 0 | 0
1540001876 | EA | FITTING, 1/4â€³, GALVANIZED, CAP | PLUMBING | FITTINGS | FITTINGS | CENTRAL STORES | 0 | 0 | 0 | 0 | 0 | 0 | 0 | 0 | 0 | 0 | 0 | 0 | 0 | 0 | 0 | 0 | 0 | 0 | 0 | 0 | 0 | 0 | 0 | 0 | 0 | 0
1540001878 | EA | FITTING, 1-1/4â€³, GALVANIZED, CAP | PLUMBING | FITTINGS | FITTINGS | CENTRAL STORES | 0 | 0 | 0 | 0 | 0 | 0 | 0 | 0 | 0 | 0 | 0 | 0 | 0 | 0 | 0 | 0 | 0 | 0 | 0 | 0 | 0 | 0 | 0 | 0 | 0 | 0
1540001879 | EA | 3/4â€³ SILL FAUCET W/HOSE BIBB / T & S B-0737-RGHSILL FAUCET WITH HOSE BIBB | PLUMBING | FAUCETS | FAUCETS | CENTRAL STORES | 0 | 0 | 0 | 0 | 0 | 0 | 0 | 0 | 0 | 0 | 0 | 0 | 0 | 0 | 0 | 0 | 0 | 0 | 0 | 0 | 0 | 0 | 0 | 0 | 0 | 0
1540001881 | EA | FITTING, 3/8â€³ X CLOSE, BRASS, NIPPLE | PLUMBING | FITTINGS | FITTINGS | CENTRAL STORES | 0 | 0 | 0 | 0 | 0 | 0 | 0 | 0 | 0 | 0 | 0 | 0 | 0 | 0 | 0 | 0 | 0 | 0 | 0 | 0 | 0 | 0 | 0 | 0 | 0 | 0
1540001884 | EA | FITTING, 1/2â€³, BRASS, CAP (THRD) | PLUMBING | FITTINGS | FITTINGS | CENTRAL STORES | 0 | 0 | 0 | 0 | 0 | 0 | 0 | 0 | 0 | 0 | 0 | 0 | 0 | 0 | 0 | 0 | 0 | 0 | 0 | 0 | 0 | 0 | 0 | 0 | 0 | 0
1540001887 | EA | FITTING, 1â€³, CPVC, 90 DEGREE ELL, (S X S) | PLUMBING | FITTINGS | FITTINGS | CENTRAL STORES | 0 | 0 | 0 | 0 | 0 | 0 | 0 | 0 | 0 | 0 | 0 | 0 | 0 | 0 | 0 | 0 | 0 | 0 | 0 | 0 | 0 | 0 | 0 | 0 | 0 | 0
1540001888 | EA | COUPLING, 1â€³, CPVC, (S X S) | PLUMBING | FITTINGS | FITTINGS | CENTRAL STORES | 0 | 0 | 0 | 0 | 0 | 0 | 0 | 0 | 0 | 0 | 0 | 0 | 0 | 0 | 0 | 0 | 0 | 0 | 0 | 0 | 0 | 1 | 0 | 0 | 0 | 0
1540001889 | EA | FITTING, 1â€³, CPVC, BALL VALVE, (S X S) SCH. 80 | PLUMBING | FITTINGS | FITTINGS | CENTRAL STORES | 0 | 0 | 0 | 0 | 0 | 0 | 0 | 0 | 0 | 0 | 0 | 0 | 0 | 0 | 0 | 0 | 0 | 0 | 0 | 0 | 0 | 0 | 0 | 0 | 0 | 0
1540001890 | EA | VALVE, 3/4â€³, CPVC BALL, (S X S) SCH. 40 | PLUMBING | VALVES | VALVES | CENTRAL STORES | 0 | 0 | 0 | 0 | 0 | 0 | 0 | 0 | 0 | 0 | 0 | 0 | 0 | 0 | 0 | 0 | 0 | 0 | 0 | 0 | 0 | 0 | 0 | 0 | 0 | 0
1540001893 | EA | FITTING, 1/2â€³ O.D., BRASS, FERRULE | PLUMBING | FITTINGS | FITTINGS | CENTRAL STORES | 0 | 0 | 0 | 0 | 0 | 0 | 0 | 0 | 0 | 0 | 0 | 0 | 0 | 0 | 0 | 0 | 0 | 0 | 0 | 0 | 0 | 0 | 0 | 0 | 0 | 0
1540001896 | EA | VALVE, 1â€³, BRASS BALL, (C X C) | PLUMBING | VALVES | VALVES | CENTRAL STORES | 0 | 0 | 0 | 0 | 0 | 0 | 0 | 0 | 0 | 0 | 0 | 0 | 0 | 0 | 0 | 0 | 0 | 0 | 0 | 0 | 0 | 0 | 0 | 0 | 0 | 0
1540001899 | EA | COUPLING, 1-1/2â€³, FERNCO | PLUMBING | FITTINGS | FITTINGS | CENTRAL STORES | 0 | 0 | 0 | 0 | 0 | 0 | 0 | 0 | 0 | 0 | 0 | 0 | 0 | 0 | 0 | 0 | 0 | 0 | 0 | 0 | 0 | 0 | 0 | 0 | 0 | 0
1540001901 | EA | FITTING, 1â€³, BRASS, CAP (THRD) | PLUMBING | FITTINGS | FITTINGS | CENTRAL STORES | 0 | 0 | 0 | 0 | 0 | 0 | 0 | 0 | 0 | 0 | 0 | 0 | 0 | 0 | 0 | 0 | 0 | 0 | 0 | 0 | 0 | 0 | 0 | 0 | 0 | 0
1540001902 | EA | 1/2â€³ BRASS PLUG / 1/2â€³ BRASS PLUG | TBD | TBD | TBD | CENTRAL STORES | 0 | 0 | 0 | 0 | 0 | 0 | 0 | 0 | 0 | 0 | 0 | 0 | 0 | 0 | 0 | 0 | 0 | 0 | 0 | 0 | 0 | 0 | 0 | 0 | 0 | 0
1540001904 | EA | 3/4â€³ BRASS PLUG / 3/4â€³ BRASS PLUG | PLUMBING | FITTINGS | FITTINGS | CENTRAL STORES | 0 | 0 | 0 | 0 | 0 | 0 | 0 | 0 | 0 | 0 | 0 | 0 | 0 | 0 | 0 | 0 | 0 | 0 | 0 | 0 | 0 | 0 | 0 | 0 | 0 | 0
1540001907 | EA | REPAIR KIT, WOODFORD, HYDRANT, (WALL) (OLD STYLE) | PLUMBING | REPAIR KITS | REPAIR KITS | CENTRAL STORES | 0 | 0 | 0 | 0 | 0 | 0 | 0 | 0 | 0 | 0 | 0 | 0 | 0 | 0 | 0 | 0 | 0 | 0 | 0 | 0 | 0 | 0 | 0 | 0 | 0 | 0
1540001908 | EA | ZURN HYDRANT KEY / ZURN HYDRANT KEY | PLUMBING | REPAIR KITS | REPAIR KITS | CENTRAL STORES | 0 | 0 | 0 | 0 | 0 | 0 | 0 | 0 | 0 | 0 | 0 | 0 | 0 | 0 | 0 | 0 | 0 | 0 | 0 | 0 | 0 | 0 | 0 | 0 | 0 | 0
1540001912 | EA | REPAIR, KIT, VACUUM BREAKER, WATERSAVER) / WATERSAVER 3/8â€³ | PLUMBING | REPAIR KITS | REPAIR KITS | CENTRAL STORES | 0 | 0 | 0 | 0 | 0 | 0 | 0 | 0 | 0 | 0 | 0 | 0 | 0 | 0 | 0 | 0 | 0 | 0 | 0 | 0 | 0 | 0 | 0 | 0 | 0 | 0
1540001915 | EA | 3/8â€³OD COMP CAP -CHRM FOR STOP VALVE / 3/8â€³ OD COMPRESSION CHROME CAP FOR STOP VALVE | TBD | TBD | TBD | CENTRAL STORES | 0 | 0 | 0 | 0 | 0 | 0 | 0 | 0 | 0 | 0 | 0 | 0 | 0 | 0 | 0 | 0 | 0 | 0 | 0 | 0 | 0 | 0 | 0 | 0 | 0 | 0
1540001918 | EA | BATHROOM SLIDE LOCK 2-3/4â€³ ON CNTR / BATHROOM SLIDE LOCK 2-3/4â€³ ON CENTER | TBD | TBD | TBD | CENTRAL STORES | 0 | 0 | 0 | 0 | 0 | 0 | 0 | 0 | 0 | 0 | 0 | 0 | 0 | 0 | 0 | 0 | 0 | 0 | 0 | 0 | 0 | 0 | 0 | 0 | 0 | 0
1540001920 | EA | REPAIR KIT, SLOAN, A-42-A, FLUSHOMETER | PLUMBING | REPAIR KITS | REPAIR KITS | CENTRAL STORES | 0 | 0 | 0 | 0 | 0 | 0 | 0 | 10 | 0 | 0 | 0 | 0 | 0 | 0 | 0 | 0 | 0 | 0 | 0 | 0 | 0 | 0 | 0 | 0 | 0 | 0
1540001921 | EA | U/X URINAL LINE RENOVATOR / U/X URINAL LINE RENOVATOR - UNITED LABS 877 (32OZ. HEALTH RATING: 2, PP RATING: P&N - USE WITH CAUTION) | TBD | TBD | TBD | CENTRAL STORES | 0 | 0 | 0 | 0 | 0 | 0 | 0 | 0 | 0 | 0 | 0 | 0 | 0 | 0 | 0 | 0 | 0 | 0 | 0 | 0 | 0 | 0 | 0 | 0 | 0 | 0
1540001929 | EA | CLOSET COUP KIT W/TANK GSKT / CLOSET COUPLER KIT WITH TANK GASKET | TBD | TBD | TBD | CENTRAL STORES | 0 | 0 | 0 | 0 | 0 | 0 | 0 | 0 | 0 | 0 | 0 | 0 | 0 | 0 | 0 | 0 | 0 | 0 | 0 | 0 | 0 | 0 | 0 | 0 | 0 | 0
1540001930 | EA | GASKET, NEW STYLE TANK TO BOWL | PLUMBING | GASKETS | GASKETS | CENTRAL STORES | 0 | 0 | 0 | 0 | 0 | 0 | 0 | 0 | 0 | 0 | 0 | 0 | 0 | 0 | 0 | 0 | 0 | 0 | 0 | 0 | 0 | 0 | 0 | 0 | 0 | 0
1540001932 | EA | DELTA S/S BALL FOR FAUCET / DELTA STAINLESS STEEL BALL FOR FAUCET | PLUMBING | REPAIR KITS | REPAIR KITS | CENTRAL STORES | 0 | 0 | 0 | 0 | 0 | 0 | 0 | 0 | 0 | 0 | 0 | 0 | 0 | 0 | 0 | 0 | 0 | 0 | 0 | 0 | 0 | 0 | 0 | 0 | 0 | 0
1540001936 | EA | VACUUM BREAKER , (CLOSET/URINAL), STADIUM, ZURN | PLUMBING | FITTINGS | FITTINGS | CENTRAL STORES | 0 | 0 | 0 | 0 | 0 | 0 | 0 | 0 | 0 | 0 | 0 | 0 | 0 | 0 | 0 | 0 | 0 | 0 | 0 | 0 | 0 | 0 | 0 | 0 | 0 | 0
1540001937 | EA | ZURN HANDLE KIT -STADIUM / ZURN HANDLE KITCLOSET/URINAL | PLUMBING | REPAIR KITS | REPAIR KITS | CENTRAL STORES | 0 | 0 | 0 | 0 | 0 | 0 | 0 | 0 | 0 | 0 | 0 | 0 | 0 | 0 | 0 | 0 | 0 | 0 | 0 | 0 | 0 | 0 | 0 | 0 | 0 | 0
1540001942 | EA | NUT, T & S, PACKING, STADIUM | FASTENERS | NUTS | NUTS | CENTRAL STORES | 0 | 0 | 0 | 0 | 0 | 0 | 0 | 0 | 0 | 0 | 0 | 0 | 0 | 0 | 0 | 0 | 0 | 0 | 0 | 0 | 0 | 0 | 0 | 0 | 0 | 0
1540001944 | EA | NUT, T & S, BONNET, STADIUM | FASTENERS | NUTS | NUTS | CENTRAL STORES | 0 | 0 | 0 | 0 | 0 | 0 | 0 | 0 | 0 | 0 | 0 | 0 | 0 | 0 | 0 | 0 | 0 | 0 | 0 | 0 | 0 | 0 | 0 | 0 | 0 | 0
1540001945 | EA | GASKET, T & S, TOP, STADIUM*DEAD STOCK* | PLUMBING | GASKETS | GASKETS | CENTRAL STORES | 0 | 0 | 0 | 0 | 0 | 0 | 0 | 0 | 0 | 0 | 0 | 0 | 0 | 0 | 0 | 0 | 0 | 0 | 0 | 0 | 0 | 0 | 0 | 0 | 0 | 0
1540001946 | EA | 2â€³ PVC HORT. ADJUSTABLE URINAL FLANGE KIT -STADIUM / 2â€³ PVC HORIZONTAL ADJUSTABLE â€³WELD OVERâ€³ URINAL FLANGE KITOATEY #43541 | TBD | TBD | TBD | CENTRAL STORES | 0 | 0 | 0 | 0 | 0 | 0 | 0 | 0 | 0 | 0 | 0 | 0 | 0 | 0 | 0 | 0 | 0 | 0 | 0 | 0 | 0 | 0 | 0 | 0 | 0 | 0
1540001947 | EA | 2â€³ PVC HORT. SPIGOT URINAL FLANGE KIT -STADIUM / 2â€³ PVC HORIZONTAL SPIGOT â€³WELD INTOâ€³ URINAL FLANGE KITOATEY #43543 | TBD | TBD | TBD | CENTRAL STORES | 0 | 0 | 0 | 0 | 0 | 0 | 0 | 0 | 0 | 0 | 0 | 0 | 0 | 0 | 0 | 0 | 0 | 0 | 0 | 0 | 0 | 0 | 0 | 0 | 0 | 0
1540001950 | EA | 'HOT' STEM (SPEAKMAN PERFECT VALVE) / HOT STEM W/HANDLE SCREEN, SLEEVE, AND BROACH ADAPTER | PLUMBING | REPAIR KITS | REPAIR KITS | CENTRAL STORES | 0 | 0 | 0 | 0 | 0 | 0 | 0 | 0 | 0 | 0 | 0 | 0 | 0 | 0 | 0 | 0 | 0 | 0 | 0 | 0 | 0 | 0 | 0 | 0 | 0 | 0
1540001951 | EA | 'COLD' STEM (SPEAKMAN PERFECT VALVE) / COLD STEM W/HANDLE SCREEN, SLEEVE, AND BROACH ADAPTER | PLUMBING | REPAIR KITS | REPAIR KITS | CENTRAL STORES | 0 | 0 | 0 | 0 | 0 | 0 | 0 | 0 | 0 | 0 | 0 | 0 | 0 | 0 | 0 | 0 | 0 | 0 | 0 | 0 | 0 | 0 | 0 | 0 | 0 | 0
1540001959 | EA | COUPLING, 4â€³, RUBBER, NO-HUB | PLUMBING | FITTINGS | FITTINGS | CENTRAL STORES | 0 | 0 | 0 | 0 | 0 | 0 | 0 | 0 | 0 | 0 | 0 | 0 | 0 | 0 | 0 | 0 | 0 | 0 | 0 | 0 | 0 | 0 | 0 | 0 | 0 | 0
1540001960 | EA | PRESSURE RELIEF VALVE 1/8NPT 140PSI 128SCFM FOR AIR COMPRESSOR / PRESSURE RELIEF VALVE 1/8NPT 140PSI 128SCFM FOR AIR COMPRESSOR | PLUMBING | VALVES | VALVES | CENTRAL STORES | 0 | 0 | 0 | 0 | 0 | 0 | 0 | 0 | 0 | 0 | 0 | 0 | 0 | 0 | 0 | 0 | 0 | 0 | 0 | 0 | 0 | 0 | 0 | 0 | 0 | 0
1540001961 | EA | ORION LAB POLYPROYLENE HANDLE KIT (BIOLOGY) / ORION LAB POLYPROPYLENE HANDLE KIT | TBD | TBD | TBD | CENTRAL STORES | 0 | 0 | 0 | 0 | 0 | 0 | 0 | 0 | 0 | 0 | 0 | 0 | 0 | 0 | 0 | 0 | 0 | 0 | 0 | 0 | 0 | 0 | 0 | 0 | 0 | 0
1540001962 | EA | FITTING, 2â€³, GALVANIZED, PLUG | TBD | TBD | TBD | CENTRAL STORES | 0 | 0 | 0 | 0 | 0 | 0 | 0 | 0 | 0 | 0 | 0 | 0 | 0 | 0 | 0 | 0 | 0 | 0 | 0 | 0 | 0 | 0 | 0 | 0 | 0 | 0
1540001963 | EA | SIZE 6 LOVEJOY SLEEVE W/RING / SIZE 6 LOVEJOY SLEEVE W/RING | TBD | TBD | TBD | CENTRAL STORES | 0 | 0 | 0 | 0 | 0 | 0 | 0 | 0 | 0 | 0 | 0 | 0 | 0 | 0 | 0 | 0 | 0 | 0 | 0 | 0 | 0 | 0 | 0 | 0 | 0 | 0
1540001967 | EA | VALVE, 1-1/2â€³, IPS BRASS CHECK | PLUMBING | VALVES | VALVES | CENTRAL STORES | 0 | 0 | 0 | 0 | 0 | 0 | 0 | 0 | 0 | 0 | 0 | 0 | 0 | 0 | 0 | 0 | 0 | 0 | 0 | 0 | 0 | 0 | 0 | 0 | 0 | 0
1540001972 | EA | FITTING, 3/8â€³ MIP X 3/8â€³ OD, 90 EXTENDED MALE ELBOW, COMPRESSION, BRASS | PLUMBING | FITTINGS | FITTINGS | CENTRAL STORES | 0 | 0 | 0 | 0 | 0 | 0 | 0 | 0 | 0 | 0 | 0 | 0 | 0 | 0 | 0 | 0 | 0 | 0 | 0 | 0 | 0 | 0 | 0 | 0 | 0 | 0
1540001981 | EA | VALVE, 3/4â€³, BRASS, HOSE BIBB (FIPT) | PLUMBING | FITTINGS | FITTINGS | CENTRAL STORES | 0 | 0 | 0 | 0 | 0 | 0 | 0 | 0 | 0 | 0 | 0 | 0 | 0 | 0 | 0 | 0 | 0 | 0 | 0 | 0 | 0 | 0 | 0 | 0 | 0 | 0
1540001982 | EA | 3/8â€³ FIP X 3/8â€³ ANGLE COMP WATER SUPPLY STOP VALVE / 3/8â€³ FIP X 3/8â€³ ANGLE COMPRESSION WATER SUPPLY STOP VALVE | PLUMBING | HOSES | HOSES | CENTRAL STORES | 0 | 0 | 0 | 0 | 0 | 0 | 0 | 0 | 0 | 0 | 0 | 0 | 0 | 0 | 0 | 0 | 0 | 0 | 0 | 0 | 0 | 0 | 0 | 0 | 0 | 0
1540001983 | EA | VACUUM BREAKER, TUBE, (SLOAN), 1-1/2â€³ X 21-1/2â€³ | PLUMBING | FITTINGS | FITTINGS | CENTRAL STORES | 0 | 0 | 0 | 0 | 0 | 0 | 0 | 0 | 0 | 0 | 0 | 0 | 0 | 0 | 0 | 0 | 0 | 0 | 0 | 0 | 0 | 0 | 0 | 0 | 0 | 0
1540001987 | EA | BOLT, KIT (ZURN) | FASTENERS | BOLTS | BOLTS | CENTRAL STORES | 0 | 0 | 0 | 0 | 0 | 0 | 0 | 0 | 0 | 0 | 0 | 0 | 0 | 0 | 0 | 0 | 0 | 0 | 0 | 0 | 0 | 0 | 0 | 0 | 0 | 0
1540001988 | EA | VACUUM BREAKER, TAILPIECE, URINAL, 3/4â€³ X 15â€³ | PLUMBING | FITTINGS | FITTINGS | CENTRAL STORES | 0 | 0 | 0 | 0 | 0 | 0 | 0 | 0 | 0 | 0 | 0 | 0 | 0 | 0 | 0 | 0 | 0 | 0 | 0 | 0 | 0 | 0 | 0 | 0 | 0 | 0
1540001995 | EA | BRACKET, WALL, 1-1/4â€³ 1 EAR | HARDWARE | HANGARS | HANGARS | CENTRAL STORES | 0 | 0 | 0 | 0 | 0 | 0 | 0 | 0 | 0 | 0 | 0 | 0 | 0 | 0 | 0 | 0 | 0 | 0 | 0 | 0 | 0 | 0 | 0 | 0 | 0 | 0
1540001996 | EA | ZURN HANDLE NUT ASSY. (ZURN Z-86100) / HANDLE NUT ASSEMBLY FOR ZURN SINGLE PUSH FAUCET (Z-86100) | PLUMBING | REPAIR KITS | REPAIR KITS | CENTRAL STORES | 0 | 0 | 0 | 0 | 0 | 0 | 0 | 0 | 0 | 0 | 0 | 0 | 0 | 0 | 0 | 0 | 0 | 0 | 0 | 0 | 0 | 0 | 0 | 0 | 0 | 0
1540001997 | EA | ZURN VALVE SLEEVE POPPET ASSY. (Z-86100) / ZURN VALVE SLEEVE POPPET ASSEMBLY (Z-86100) FOR SINGLE PUSH FAUCET | PLUMBING | REPAIR KITS | REPAIR KITS | CENTRAL STORES | 0 | 0 | 0 | 0 | 0 | 18 | 0 | 0 | 0 | 0 | 0 | 0 | 0 | 0 | 0 | 0 | 0 | 0 | 0 | 0 | 0 | 0 | 0 | 0 | 0 | 0
1540001998 | EA | FILTER, WATER. - OW200L CARTRIDGE, EVERPURE*FOR BURNETT HOUSE ICE MACHINE & CREOL DRINKING FOUNTAIN , | PLUMBING | FILTERS | FILTERS | CENTRAL STORES | 0 | 0 | 0 | 0 | 0 | 0 | 0 | 2 | 0 | 0 | 0 | 0 | 0 | 0 | 0 | 0 | 0 | 0 | 0 | 0 | 0 | 0 | 0 | 0 | 0 | 0
1540002001 | EA | FILTER, WATER. C-CYST-FF CARTRIDGE, 3M AQUA-PURE | PLUMBING | FILTERS | FILTERS | CENTRAL STORES | 0 | 0 | 0 | 0 | 0 | 0 | 0 | 0 | 0 | 0 | 0 | 0 | 0 | 2 | 0 | 0 | 0 | 0 | 0 | 0 | 2 | 0 | 0 | 0 | 0 | 0
1540002002 | EA | FITTING, 3/4â€³ X 1/2â€³, BRASS, REDUCING BUSHING | PLUMBING | FITTINGS | FITTINGS | CENTRAL STORES | 0 | 0 | 0 | 0 | 0 | 0 | 0 | 0 | 0 | 0 | 0 | 0 | 0 | 0 | 0 | 0 | 0 | 0 | 0 | 0 | 0 | 0 | 0 | 0 | 0 | 0
1540002003 | EA | SF-150A PILOT VALVE REPAIR KIT (SYMMONS S-6080) / SF-150A - PILOT VALVE REPAIR KITSYMMONS ULTRA-SENSE BATTERY POWERED SENSOR-OPERATED LAVATORYFAUCET S-6080 SERIES | TBD | TBD | TBD | CENTRAL STORES | 0 | 0 | 0 | 0 | 0 | 0 | 0 | 0 | 0 | 0 | 0 | 0 | 0 | 0 | 0 | 0 | 0 | 0 | 0 | 0 | 0 | 0 | 0 | 0 | 0 | 0
1540002006 | EA | HYDROTEK FLUSH VALVE O-RING (HO4O) / HYDROTEK FLUSH VALVE O-RING (HO40) HC-014-67 | PLUMBING | REPAIR KITS | REPAIR KITS | CENTRAL STORES | 0 | 0 | 0 | 0 | 0 | 0 | 0 | 0 | 0 | 0 | 0 | 0 | 0 | 0 | 0 | 0 | 0 | 0 | 0 | 0 | 0 | 0 | 0 | 0 | 0 | 0
1540002007 | EA | RETAINING NUT, ELKAY CARTRIDGE, MODEL # ERFP28C-B | FASTENERS | NUTS | NUTS | CENTRAL STORES | 0 | 0 | 0 | 0 | 0 | 0 | 0 | 0 | 0 | 0 | 0 | 0 | 0 | 0 | 0 | 0 | 0 | 0 | 0 | 0 | 0 | 0 | 0 | 0 | 0 | 0
1540002008 | EA | ELKAY REGULATOR HOLDER / ELKAY REGULATOR HOLDERMODEL #ERFP28C-B | PLUMBING | FOUNTAINS | FOUNTAINS | CENTRAL STORES | 0 | 0 | 0 | 0 | 0 | 0 | 0 | 0 | 0 | 0 | 0 | 0 | 0 | 0 | 0 | 0 | 0 | 0 | 0 | 0 | 0 | 3 | 0 | 0 | 0 | 0
1540002011 | EA | PROFLO (LOW PROFILE) KITCHEN SINK STRAINER / PROFLO (LOW PROFILE) KITCHEN SINK STRAINERPF 1431 SS STAINLESS STEEL BODYFOR 3-1/2â€³ DIA. HOLE | TBD | TBD | TBD | CENTRAL STORES | 0 | 0 | 0 | 2 | 1 | 0 | 3 | 0 | 0 | 0 | 0 | 0 | 0 | 0 | 0 | 0 | 0 | 0 | 0 | 0 | 0 | 0 | 0 | 0 | 0 | 0
1540002024 | EA | FITTING, 1/2X1/4, PIPE, BRASS, BUSHING | PLUMBING | FITTINGS | FITTINGS | CENTRAL STORES | 0 | 0 | 0 | 0 | 0 | 0 | 0 | 0 | 0 | 0 | 0 | 0 | 0 | 0 | 0 | 0 | 0 | 0 | 0 | 0 | 0 | 0 | 0 | 0 | 0 | 0
1540002025 | EA | 1/4-1/2 WILKINS 975XL REPAIR KIT / 1/4-1/2 WILKINS 975XL REPAIR KIT | TBD | TBD | TBD | CENTRAL STORES | 0 | 0 | 0 | 0 | 0 | 0 | 0 | 0 | 0 | 0 | 0 | 0 | 0 | 0 | 0 | 0 | 0 | 0 | 0 | 0 | 0 | 0 | 0 | 0 | 0 | 0
1540002026 | EA | HYDROTEK (HCC106) SOLENOID REPAIR KIT / HYDROTEK (HCC106) SOLENOID REPAIR KIT | TBD | TBD | TBD | CENTRAL STORES | 0 | 0 | 0 | 0 | 0 | 0 | 0 | 0 | 0 | 0 | 0 | 0 | 0 | 0 | 0 | 0 | 0 | 0 | 0 | 0 | 0 | 0 | 0 | 0 | 0 | 0
1540002028 | EA | VAVLE, PVC, REPLCEMENT, FOR WATERSAVER FAUCET (BIO SCI) | PLUMBING | VALVES | VALVES | CENTRAL STORES | 0 | 0 | 0 | 0 | 0 | 0 | 0 | 0 | 0 | 0 | 0 | 0 | 0 | 0 | 0 | 0 | 0 | 0 | 0 | 0 | 0 | 0 | 0 | 0 | 0 | 0
1540002031 | EA | FITTING, 1-1/4â€³, GALV, PLUG | PLUMBING | FITTINGS | FITTINGS | CENTRAL STORES | 0 | 0 | 0 | 0 | 0 | 0 | 0 | 0 | 0 | 0 | 0 | 0 | 0 | 0 | 0 | 0 | 0 | 0 | 0 | 0 | 0 | 0 | 0 | 0 | 0 | 0
1540002038 | EA | 3/8â€³X3/8â€³X12â€³ (M/F ENDS) SUPPLY LINE / 3/8â€³X3/8â€³X12â€³ (M/F ENDS) SUPPLY LINE | PLUMBING | HOSES | HOSES | CENTRAL STORES | 0 | 0 | 0 | 0 | 0 | 0 | 0 | 0 | 0 | 0 | 0 | 0 | 0 | 0 | 0 | 0 | 0 | 0 | 0 | 0 | 0 | 0 | 0 | 0 | 0 | 0
1540002277 | EA | GASKET, FLEX SEAL, TOILET | PLUMBING | GASKETS | GASKETS | CENTRAL STORES | 0 | 0 | 0 | 0 | 0 | 0 | 0 | 0 | 0 | 0 | 0 | 0 | 0 | 0 | 0 | 0 | 0 | 0 | 0 | 0 | 0 | 0 | 0 | 0 | 0 | 0
1540002501 | EA | TEE, PRO-PRESS, 1/2 PXPXP, V77377 (PROPRESS, PRO PRESS) | PLUMBING | FITTINGS | PRO-PRESS | CENTRAL STORES | 0 | 0 | 0 | 0 | 0 | 0 | 0 | 0 | 0 | 0 | 0 | 0 | 0 | 0 | 0 | 0 | 0 | 0 | 0 | 0 | 0 | 0 | 0 | 0 | 0 | 0
1540002502 | EA | TEE, PRO-PRESS, 3/4 PXPXP, V77387 (PROPRESS, PRO PRESS) | PLUMBING | FITTINGS | PRO-PRESS | CENTRAL STORES | 0 | 0 | 0 | 0 | 0 | 0 | 0 | 0 | 0 | 0 | 0 | 0 | 0 | 0 | 0 | 0 | 0 | 0 | 0 | 4 | 0 | 0 | 0 | 0 | 0 | 0
1540002504 | EA | TEE, PRO-PRESS, 1-1/4 PXPXP, V77442 (PROPRESS, PRO PRESS) | PLUMBING | FITTINGS | PRO-PRESS | CENTRAL STORES | 0 | 0 | 0 | 0 | 0 | 0 | 0 | 0 | 0 | 0 | 0 | 0 | 0 | 0 | 0 | 0 | 0 | 0 | 0 | 0 | 0 | 0 | 0 | 0 | 0 | 0
1540002505 | EA | TEE, PRO-PRESS, 1-1/2 PXPXP, V77457 (PROPRESS, PRO PRESS) | PLUMBING | FITTINGS | PRO-PRESS | CENTRAL STORES | 0 | 0 | 0 | 0 | 0 | 0 | 0 | 0 | 0 | 0 | 0 | 0 | 0 | 0 | 0 | 0 | 0 | 0 | 0 | 0 | 0 | 0 | 0 | 0 | 0 | 0
1540002506 | EA | TEE, PRO-PRESS, 2 PXPXP, V77477 (PROPRESS, PRO PRESS) (1349273) | PLUMBING | FITTINGS | PRO-PRESS | CENTRAL STORES | 0 | 0 | 0 | 0 | 0 | 0 | 0 | 0 | 0 | 0 | 0 | 0 | 0 | 0 | 0 | 0 | 0 | 0 | 0 | 0 | 0 | 0 | 0 | 0 | 0 | 0
1540002507 | EA | TEE, REDUCING, PRO-PRESS, 3/4X1/2X1/2 PXPXP, V77392 (PROPRESS, PRO PRESS) | PLUMBING | FITTINGS | PRO-PRESS | CENTRAL STORES | 0 | 0 | 0 | 0 | 0 | 0 | 0 | 0 | 0 | 0 | 0 | 0 | 0 | 0 | 0 | 0 | 0 | 0 | 0 | 0 | 0 | 0 | 0 | 0 | 0 | 0
1540002508 | EA | TEE, REDUCING, PRO-PRESS, 3/4X1/2X3/4 PXPXP, V77397 (PROPRESS, PRO PRESS) | PLUMBING | FITTINGS | PRO-PRESS | CENTRAL STORES | 0 | 0 | 0 | 0 | 0 | 0 | 0 | 0 | 0 | 0 | 0 | 0 | 0 | 0 | 0 | 0 | 0 | 0 | 0 | 0 | 0 | 0 | 0 | 0 | 0 | 0
1540002509 | EA | TEE, REDUCING, PRO-PRESS, 3/4X3/4X1/2 PXPXP, V77402 (PROPRESS, PRO PRESS) | PLUMBING | FITTINGS | PRO-PRESS | CENTRAL STORES | 0 | 0 | 0 | 0 | 0 | 0 | 0 | 0 | 0 | 0 | 0 | 0 | 0 | 0 | 0 | 0 | 0 | 0 | 0 | 0 | 0 | 0 | 0 | 0 | 0 | 0
1540002510 | EA | TEE, REDUCING, PRO-PRESS, 1X3/4X1/2 PXPXP, V77417 (PROPRESS, PRO PRESS) | PLUMBING | FITTINGS | PRO-PRESS | CENTRAL STORES | 0 | 0 | 0 | 0 | 0 | 0 | 0 | 0 | 0 | 0 | 0 | 0 | 0 | 0 | 0 | 0 | 0 | 0 | 0 | 0 | 0 | 0 | 0 | 0 | 0 | 0
1540002511 | EA | TEE, REDUCING, PRO-PRESS, 1X3/4X3/4 PXPXP, V77422 (PROPRESS, PRO PRESS) | PLUMBING | FITTINGS | PRO-PRESS | CENTRAL STORES | 0 | 0 | 0 | 0 | 0 | 0 | 0 | 0 | 0 | 0 | 0 | 0 | 0 | 0 | 0 | 0 | 0 | 0 | 0 | 0 | 0 | 0 | 0 | 0 | 0 | 0
1540002512 | EA | TEE, REDUCING, PRO-PRESS, 1X1X1/2 PXPXP, V77432 (PROPRESS, PRO PRESS) (1349154) | PLUMBING | FITTINGS | PRO-PRESS | CENTRAL STORES | 0 | 0 | 0 | 0 | 0 | 0 | 0 | 0 | 0 | 0 | 0 | 0 | 0 | 0 | 0 | 0 | 0 | 0 | 0 | 0 | 0 | 0 | 0 | 0 | 0 | 0
1540002513 | EA | TEE, REDUCING, PRO-PRESS, 1X1X3/4 PXPXP, V77437 (PROPRESS, PRO PRESS) | PLUMBING | FITTINGS | PRO-PRESS | CENTRAL STORES | 0 | 0 | 0 | 0 | 0 | 0 | 0 | 0 | 0 | 0 | 0 | 0 | 0 | 0 | 0 | 0 | 0 | 0 | 0 | 0 | 0 | 0 | 0 | 0 | 0 | 0
1540002514 | EA | TEE, REDUCING, PRO-PRESS, 1-1/4X1-1/4X1 PXPXP, V77447 (PROPRESS, PRO PRESS) | PLUMBING | FITTINGS | PRO-PRESS | CENTRAL STORES | 0 | 0 | 0 | 0 | 0 | 0 | 0 | 0 | 0 | 0 | 0 | 0 | 0 | 0 | 0 | 0 | 0 | 0 | 0 | 0 | 0 | 0 | 0 | 0 | 0 | 0
1540002515 | EA | TEE, REDUCING, PRO-PRESS, 1-1/4X1-1/4X3/4 PXPXP, V77452 (PROPRESS, PRO PRESS) | PLUMBING | FITTINGS | PRO-PRESS | CENTRAL STORES | 0 | 0 | 0 | 0 | 0 | 0 | 0 | 0 | 0 | 0 | 0 | 0 | 0 | 0 | 0 | 0 | 0 | 0 | 0 | 0 | 0 | 0 | 0 | 0 | 0 | 0
1540002516 | EA | TEE, REDUCING, PRO-PRESS, 1-1/2X1-1/2X3/4 PXPXP, V77462 (PROPRESS, PRO PRESS) | PLUMBING | FITTINGS | PRO-PRESS | CENTRAL STORES | 0 | 0 | 0 | 0 | 0 | 0 | 0 | 0 | 0 | 0 | 0 | 0 | 0 | 0 | 0 | 0 | 0 | 0 | 0 | 0 | 0 | 0 | 0 | 0 | 0 | 0
1540002517 | EA | TEE, REDUCING, PRO-PRESS, 1-1/2X1-1/2X1 PXPXP, V77467 (PROPRESS, PRO PRESS) | PLUMBING | FITTINGS | PRO-PRESS | CENTRAL STORES | 0 | 0 | 0 | 0 | 0 | 0 | 0 | 0 | 0 | 0 | 0 | 0 | 0 | 0 | 0 | 0 | 0 | 0 | 0 | 0 | 0 | 0 | 0 | 0 | 0 | 0
1540002518 | EA | TEE, REDUCING, PRO-PRESS, 1-1/2X1-1/2X1-1/4 PXPXP, V77472 (PROPRESS, PRO PRESS) | PLUMBING | FITTINGS | PRO-PRESS | CENTRAL STORES | 0 | 0 | 0 | 0 | 0 | 0 | 0 | 0 | 0 | 0 | 0 | 0 | 0 | 1 | 0 | 0 | 0 | 0 | 0 | 0 | 0 | 0 | 0 | 0 | 0 | 0
1540002519 | EA | TEE, REDUCING, PRO-PRESS, 2X2X1-1/2 PXPXP, V77482 (PROPRESS, PRO PRESS) | PLUMBING | FITTINGS | PRO-PRESS | CENTRAL STORES | 0 | 0 | 0 | 0 | 0 | 0 | 0 | 0 | 0 | 0 | 0 | 0 | 0 | 0 | 0 | 0 | 0 | 0 | 0 | 0 | 0 | 0 | 0 | 0 | 0 | 0
1540002520 | EA | TEE, REDUCING, PRO-PRESS, 2X2X1-1/4 PXPXP, V77487 (PROPRESS, PRO PRESS) | PLUMBING | FITTINGS | PRO-PRESS | CENTRAL STORES | 0 | 0 | 0 | 0 | 0 | 0 | 0 | 0 | 0 | 0 | 0 | 0 | 0 | 0 | 0 | 0 | 0 | 0 | 0 | 0 | 0 | 0 | 0 | 0 | 0 | 0
1540002521 | EA | TEE, REDUCING, PRO-PRESS, 2X2X1 PXPXP, V94772 (PROPRESS, PRO PRESS) (1669898) | PLUMBING | FITTINGS | PRO-PRESS | CENTRAL STORES | 0 | 0 | 0 | 0 | 0 | 0 | 0 | 0 | 0 | 0 | 0 | 0 | 0 | 0 | 0 | 0 | 0 | 0 | 0 | 0 | 0 | 0 | 0 | 0 | 0 | 0
1540002522 | EA | TEE, REDUCING, PRO-PRESS, 2X2X3/4 PXPXP, V94777 (PROPRESS, PRO PRESS) (1669899) | PLUMBING | FITTINGS | PRO-PRESS | CENTRAL STORES | 0 | 0 | 0 | 0 | 0 | 0 | 0 | 0 | 0 | 0 | 0 | 0 | 0 | 0 | 0 | 0 | 0 | 0 | 0 | 0 | 0 | 0 | 0 | 0 | 0 | 0
1540002523 | EA | TEE, REDUCING, PRO-PRESS, 2X2X1/2 PXPXP, V15538 (PROPRESS, PRO PRESS) (2337139) | PLUMBING | FITTINGS | PRO-PRESS | CENTRAL STORES | 0 | 0 | 0 | 0 | 0 | 0 | 0 | 0 | 0 | 0 | 0 | 0 | 0 | 0 | 0 | 0 | 0 | 0 | 0 | 0 | 0 | 0 | 0 | 0 | 0 | 0
1540002524 | EA | COUPLING, SLIP, PRO-PRESS, 1/2 PXP COUP L/ ST, V78172 (PROPRESS, PRO PRESS) | PLUMBING | FITTINGS | PRO-PRESS | CENTRAL STORES | 0 | 0 | 0 | 0 | 0 | 0 | 0 | 0 | 8 | 0 | 0 | 0 | 0 | 0 | 0 | 0 | 0 | 0 | 0 | 0 | 0 | 0 | 0 | 0 | 0 | 0
1540002525 | EA | COUPLING, SLIP, PRO-PRESS, 3/4 PXP COUP L/ ST, V78177 (PROPRESS, PRO PRESS) | PLUMBING | FITTINGS | PRO-PRESS | CENTRAL STORES | 0 | 0 | 0 | 0 | 0 | 0 | 0 | 0 | 0 | 0 | 0 | 0 | 0 | 0 | 0 | 0 | 0 | 0 | 0 | 0 | 0 | 0 | 0 | 0 | 0 | 0
1540002526 | EA | COUPLING, SLIP, PRO-PRESS, 1 PXP COUP L/ ST, V78182 (PROPRESS, PRO PRESS) | PLUMBING | FITTINGS | PRO-PRESS | CENTRAL STORES | 0 | 0 | 0 | 0 | 0 | 0 | 0 | 0 | 0 | 0 | 0 | 0 | 0 | 0 | 0 | 0 | 0 | 0 | 0 | 0 | 0 | 0 | 0 | 0 | 0 | 0
1540002527 | EA | COUPLING, SLIP, PRO-PRESS, 1-1/4 PXP COUP L/ ST, V78187 (PROPRESS, PRO PRESS) | PLUMBING | FITTINGS | PRO-PRESS | CENTRAL STORES | 0 | 0 | 0 | 0 | 0 | 0 | 0 | 0 | 0 | 0 | 0 | 0 | 0 | 1 | 0 | 0 | 0 | 0 | 0 | 0 | 0 | 0 | 0 | 0 | 0 | 0
1540002528 | EA | COUPLING, SLIP, PRO-PRESS, 1-1/2 PXP COUP L/ ST, V78192 (PROPRESS, PRO PRESS) | PLUMBING | FITTINGS | PRO-PRESS | CENTRAL STORES | 0 | 0 | 0 | 0 | 0 | 0 | 0 | 6 | 0 | 0 | 0 | 0 | 0 | 0 | 0 | 0 | 0 | 0 | 0 | 0 | 0 | 0 | 0 | 0 | 0 | 0
1540002529 | EA | COUPLING, SLIP, PRO-PRESS, 2 PXP COUP L/ ST, V78197 (PROPRESS, PRO PRESS) | PLUMBING | FITTINGS | PRO-PRESS | CENTRAL STORES | 0 | 0 | 0 | 0 | 0 | 0 | 0 | 0 | 0 | 0 | 0 | 0 | 0 | 0 | 0 | 0 | 0 | 0 | 0 | 0 | 0 | 0 | 0 | 0 | 0 | 0
1540002534 | EA | 90, PRO-PRESS, 1-1/2 PXP SR 90 ELL, V77037 (PROPRESS, PRO PRESS) | PLUMBING | FITTINGS | PRO-PRESS | CENTRAL STORES | 0 | 0 | 0 | 0 | 0 | 0 | 0 | 6 | 0 | 0 | 0 | 0 | 0 | 0 | 0 | 0 | 0 | 0 | 0 | 0 | 0 | 0 | 0 | 0 | 0 | 0
1540002535 | EA | 90, PRO-PRESS, 2 PXP SR 90 ELL, V77042 (PROPRESS, PRO PRESS) ITEM #4570751 | PLUMBING | FITTINGS | PRO-PRESS | CENTRAL STORES | 0 | 0 | 0 | 0 | 0 | 0 | 0 | 0 | 0 | 0 | 0 | 0 | 0 | 0 | 0 | 0 | 0 | 0 | 0 | 4 | 0 | 0 | 0 | 0 | 0 | 0
1540002536 | EA | 45, PRO-PRESS, 1/2 PXP 45 ELL, V77607 (PROPRESS, PRO PRESS) | PLUMBING | FITTINGS | PRO-PRESS | CENTRAL STORES | 0 | 0 | 0 | 0 | 0 | 0 | 0 | 0 | 0 | 0 | 0 | 0 | 0 | 0 | 0 | 0 | 0 | 0 | 0 | 0 | 0 | 0 | 0 | 0 | 0 | 0
1540002537 | EA | 45, PRO-PRESS, 3/4 PXP SR 45 ELL, V77023 (PROPRESS, PRO PRESS) | PLUMBING | FITTINGS | PRO-PRESS | CENTRAL STORES | 0 | 0 | 0 | 0 | 0 | 0 | 0 | 0 | 0 | 0 | 0 | 0 | 0 | 0 | 0 | 0 | 0 | 0 | 0 | 0 | 0 | 0 | 0 | 0 | 0 | 0
1540002538 | EA | 45, PRO-PRESS, 1 PXP SR 45 ELL, V77028 (PROPRESS, PRO PRESS) | PLUMBING | FITTINGS | PRO-PRESS | CENTRAL STORES | 0 | 0 | 0 | 0 | 0 | 0 | 0 | 0 | 0 | 0 | 0 | 0 | 0 | 0 | 0 | 0 | 0 | 0 | 0 | 0 | 0 | 0 | 0 | 0 | 0 | 0
1540002539 | EA | 45, PRO-PRESS, 1-1/4 PXP SR 45 ELL, V77033 (PROPRESS, PRO PRESS) | PLUMBING | FITTINGS | PRO-PRESS | CENTRAL STORES | 0 | 0 | 0 | 0 | 0 | 0 | 0 | 0 | 0 | 0 | 0 | 0 | 0 | 0 | 0 | 0 | 0 | 0 | 0 | 0 | 0 | 0 | 0 | 0 | 0 | 0
1540002540 | EA | 45, PRO-PRESS, 1-1/2 PXP SR 45 ELL, V77038 (PROPRESS, PRO PRESS) | PLUMBING | FITTINGS | PRO-PRESS | CENTRAL STORES | 0 | 0 | 0 | 0 | 0 | 0 | 0 | 0 | 0 | 0 | 0 | 0 | 0 | 0 | 0 | 0 | 0 | 0 | 0 | 0 | 0 | 0 | 0 | 0 | 0 | 0
1540002542 | EA | 45, PRO-PRESS, 2 PXP SR 45 ELL, V77043 (PROPRESS, PRO PRESS) | PLUMBING | FITTINGS | PRO-PRESS | CENTRAL STORES | 0 | 0 | 0 | 0 | 0 | 0 | 0 | 0 | 0 | 0 | 0 | 0 | 0 | 0 | 0 | 0 | 0 | 0 | 0 | 0 | 0 | 0 | 0 | 0 | 0 | 0
1540002543 | EA | ADAPTER, MALE, PRO-PRESS, 1/2X1/2 BRZ PXM ADPT, V79215 (PROPRESS, PRO PRESS) | PLUMBING | FITTINGS | PRO-PRESS | CENTRAL STORES | 0 | 0 | 0 | 0 | 0 | 0 | 0 | 0 | 0 | 0 | 0 | 0 | 0 | 0 | 0 | 0 | 0 | 0 | 0 | 0 | 0 | 0 | 0 | 0 | 0 | 0
1540002544 | EA | ADAPTER, MALE, PRO-PRESS, 3/4X3/4 BRZ PXM ADPT, V79230 (PROPRESS, PRO PRESS) | PLUMBING | FITTINGS | PRO-PRESS | CENTRAL STORES | 0 | 0 | 0 | 0 | 0 | 0 | 0 | 0 | 0 | 0 | 3 | 0 | 0 | 0 | 0 | 0 | 0 | 0 | 0 | 0 | 0 | 0 | 0 | 0 | 0 | 0
1540002545 | EA | ADAPTER, MALE, PRO-PRESS, 1X1 BRZ PXM ADPT, V79245 (PROPRESS, PRO PRESS) | PLUMBING | FITTINGS | PRO-PRESS | CENTRAL STORES | 0 | 0 | 0 | 0 | 0 | 0 | 0 | 0 | 0 | 0 | 0 | 0 | 0 | 0 | 0 | 0 | 0 | 0 | 4 | 0 | 0 | 0 | 0 | 0 | 0 | 0
1540002547 | EA | ADAPTER, MALE, PRO-PRESS, 1-1/2X1-1/2 BRZ PXM ADPT, V79275 (PROPRESS, PRO PRESS) | PLUMBING | FITTINGS | PRO-PRESS | CENTRAL STORES | 0 | 0 | 0 | 0 | 0 | 0 | 0 | 0 | 0 | 0 | 0 | 0 | 0 | 2 | 0 | 1 | 0 | 0 | 0 | 0 | 0 | 0 | 0 | 0 | 0 | 0
1540002548 | EA | ADAPTER, MALE, PRO-PRESS, 2X2 BRZ PXM ADPT, V79290 (PROPRESS, PRO PRESS) | PLUMBING | FITTINGS | PRO-PRESS | CENTRAL STORES | 0 | 0 | 0 | 0 | 0 | 0 | 0 | 0 | 0 | 0 | 0 | 0 | 0 | 0 | 0 | 0 | 0 | 2 | 0 | 5 | 0 | 0 | 0 | 0 | 0 | 0
1540002549 | EA | ADAPTER, FEMALE, PRO-PRESS, 1/2X1/2 BRZ PXF ADPT, V79300 (PROPRESS, PRO PRESS) | PLUMBING | FITTINGS | PRO-PRESS | CENTRAL STORES | 0 | 0 | 0 | 0 | 0 | 0 | 0 | 0 | 0 | 0 | 0 | 0 | 0 | 0 | 0 | 0 | 0 | 0 | 0 | 0 | 0 | 0 | 0 | 0 | 0 | 0
1540002551 | EA | ADAPTER, FEMALE, PRO-PRESS,1X1 BRZ PXF ADPT, V79330 (PROPRESS, PRO PRESS) | PLUMBING | FITTINGS | PRO-PRESS | CENTRAL STORES | 0 | 0 | 0 | 0 | 0 | 0 | 0 | 0 | 0 | 0 | 0 | 0 | 0 | 0 | 0 | 0 | 0 | 0 | 0 | 0 | 0 | 0 | 0 | 0 | 0 | 0
1540002552 | EA | ADAPTER, FEMALE, PRO-PRESS,1-1/4X1-1/4 BRZ PXF ADPT, V79350 (PROPRESS, PRO PRESS) ITEM #3924373 | PLUMBING | FITTINGS | PRO-PRESS | CENTRAL STORES | 0 | 0 | 0 | 0 | 0 | 0 | 0 | 0 | 0 | 0 | 0 | 0 | 0 | 0 | 0 | 0 | 0 | 0 | 0 | 0 | 0 | 0 | 0 | 0 | 0 | 0
1540002553 | EA | ADAPTER, FEMALE, PRO-PRESS, 1-1/2X1-1/2 BRZ PXF ADPT, V79365 (PROPRESS, PRO PRESS) | PLUMBING | FITTINGS | PRO-PRESS | CENTRAL STORES | 0 | 0 | 0 | 0 | 0 | 0 | 0 | 0 | 0 | 0 | 0 | 0 | 0 | 0 | 0 | 0 | 0 | 0 | 0 | 0 | 0 | 0 | 0 | 0 | 0 | 0
1540002554 | EA | ADAPTER, FEMALE, PRO-PRESS, 2X2 BRZ PXF ADPT, V79370 (PROPRESS, PRO PRESS) ITEM #3924431 | PLUMBING | FITTINGS | PRO-PRESS | CENTRAL STORES | 0 | 0 | 0 | 0 | 0 | 0 | 0 | 0 | 0 | 0 | 0 | 0 | 0 | 0 | 0 | 0 | 0 | 0 | 0 | 0 | 0 | 0 | 0 | 0 | 0 | 0
1540002555 | EA | VALVE, BALL, PRO-PRESS, 1/2 BRS PXP FP BV WTR, FNWX432D (PROPRESS, PRO PRESS) | PLUMBING | VALVES | PRO-PRESS | CENTRAL STORES | 0 | 0 | 0 | 0 | 0 | 0 | 0 | 0 | 0 | 0 | 0 | 0 | 0 | 0 | 0 | 0 | 0 | 0 | 0 | 0 | 0 | 0 | 0 | 0 | 0 | 0
1540002556 | EA | VALVE, BALL, PRO-PRESS, 3/4 BRS PXP FP BV WTR, FNWX432F (PROPRESS, PRO PRESS) | PLUMBING | VALVES | PRO-PRESS | CENTRAL STORES | 0 | 0 | 0 | 0 | 0 | 0 | 0 | 0 | 0 | 5 | 0 | 0 | 0 | 0 | 0 | 0 | 0 | 0 | 0 | 0 | 0 | 0 | 0 | 0 | 0 | 0
1540002557 | EA | VALVE, BALL, PRO-PRESS, 1 BRS PXP FP BV WTR, FNWX432G (PROPRESS, PRO PRESS) | PLUMBING | VALVES | PRO-PRESS | CENTRAL STORES | 0 | 0 | 0 | 0 | 0 | 0 | 0 | 0 | 0 | 0 | 0 | 0 | 0 | 0 | 0 | 0 | 0 | 0 | 0 | 0 | 0 | 0 | 0 | 0 | 0 | 0
1540002558 | EA | VALVE, BALL, PRO-PRESS, 1-1/4 BRS PXP FP BV WTR, FNWX432H (PROPRESS, PRO PRESS) | PLUMBING | VALVES | PRO-PRESS | CENTRAL STORES | 0 | 0 | 0 | 0 | 0 | 0 | 0 | 0 | 0 | 0 | 0 | 0 | 2 | 0 | 0 | 0 | 0 | 0 | 0 | 0 | 0 | 0 | 0 | 0 | 0 | 0
1540002559 | EA | VALVE, BALL, PRO-PRESS, 1-1/2 BRS PXP FP BV WTR, FNWX432J (PROPRESS, PRO PRESS) | PLUMBING | VALVES | PRO-PRESS | CENTRAL STORES | 0 | 0 | 0 | 0 | 0 | 0 | 0 | 0 | 0 | 0 | 0 | 0 | 0 | 0 | 0 | 0 | 0 | 0 | 0 | 0 | 0 | 0 | 0 | 0 | 0 | 0
1540002562 | EA | UNION, PRO-PRESS, 1/2X1/2 BRZ PXP UNION, V79125 (PROPRESS, PRO PRESS) | PLUMBING | FITTINGS | PRO-PRESS | CENTRAL STORES | 0 | 0 | 0 | 0 | 0 | 0 | 0 | 0 | 0 | 0 | 0 | 0 | 0 | 0 | 0 | 0 | 0 | 0 | 0 | 0 | 0 | 0 | 0 | 0 | 0 | 0
1540002563 | EA | UNION, PRO-PRESS, 3/4X3/4 BRZ PXP UNION, V79130 (PROPRESS, PRO PRESS) | PLUMBING | FITTINGS | PRO-PRESS | CENTRAL STORES | 0 | 0 | 0 | 0 | 0 | 0 | 0 | 0 | 0 | 0 | 0 | 0 | 0 | 0 | 0 | 0 | 0 | 0 | 0 | 0 | 0 | 0 | 0 | 0 | 0 | 0
1540002564 | EA | UNION, PRO-PRESS, 1X1 BRZ PXP UNION, V79135 (PROPRESS, PRO PRESS) | PLUMBING | FITTINGS | PRO-PRESS | CENTRAL STORES | 0 | 0 | 0 | 0 | 0 | 0 | 0 | 0 | 0 | 0 | 0 | 0 | 0 | 0 | 0 | 0 | 0 | 0 | 1 | 0 | 0 | 0 | 4 | 0 | 0 | 0
1540002565 | EA | UNION, PRO-PRESS, 1-1/4X1-1/4 BRZ PXP UNION, V79140 (PROPRESS, PRO PRESS) | PLUMBING | FITTINGS | PRO-PRESS | CENTRAL STORES | 0 | 0 | 0 | 0 | 0 | 0 | 0 | 0 | 0 | 0 | 0 | 0 | 0 | 0 | 0 | 0 | 0 | 0 | 0 | 0 | 0 | 0 | 0 | 0 | 0 | 0
1540002566 | EA | UNION, PRO-PRESS, 1-1/2X1-1/2 BRZ PXP UNION, V79145 (PROPRESS, PRO PRESS) | PLUMBING | FITTINGS | PRO-PRESS | CENTRAL STORES | 0 | 0 | 0 | 0 | 0 | 0 | 0 | 0 | 0 | 0 | 0 | 0 | 0 | 0 | 0 | 0 | 0 | 0 | 0 | 0 | 0 | 0 | 0 | 0 | 0 | 0
1540002567 | EA | UNION, PRO-PRESS, 2X2 BRZ PXP UNION, V79150 (PROPRESS, PRO PRESS) | PLUMBING | FITTINGS | PRO-PRESS | CENTRAL STORES | 0 | 0 | 0 | 0 | 0 | 0 | 0 | 0 | 0 | 0 | 0 | 0 | 0 | 0 | 0 | 0 | 0 | 0 | 0 | 2 | 0 | 0 | 0 | 0 | 0 | 0
1540002568 | EA | CAP, SHARKBITE, 1/2 *SHARKB ENST CAP, SU514LF | PLUMBING | FITTINGS | PRO-PRESS | CENTRAL STORES | 0 | 0 | 0 | 0 | 0 | 0 | 0 | 0 | 0 | 0 | 0 | 0 | 0 | 0 | 0 | 0 | 0 | 0 | 0 | 0 | 0 | 0 | 0 | 0 | 0 | 0
1540002569 | EA | CAP, SHARKBITE, 3/4 *SHARKB ENST CAP, SU518LF | PLUMBING | FITTINGS | PRO-PRESS | CENTRAL STORES | 0 | 0 | 0 | 0 | 0 | 0 | 0 | 0 | 0 | 0 | 0 | 0 | 0 | 0 | 0 | 0 | 0 | 0 | 0 | 0 | 0 | 0 | 0 | 0 | 0 | 0
1540002570 | EA | CAP, SHARKBITE, 1 *SHARKB ENST CAP, SU520LF | PLUMBING | FITTINGS | PRO-PRESS | CENTRAL STORES | 0 | 0 | 0 | 0 | 0 | 0 | 0 | 0 | 0 | 0 | 0 | 0 | 0 | 0 | 0 | 0 | 0 | 0 | 2 | 0 | 0 | 0 | 0 | 0 | 0 | 0
1540002571 | EA | TOOL, SHARKBITE REMOVAL, 1/2 *SHARKB DISC CLIP, SU710 (2190535) | HAND TOOLS | PLUMBING TOOLS | PRO-PRESS | CENTRAL STORES | 0 | 0 | 0 | 0 | 0 | 0 | 0 | 0 | 0 | 0 | 0 | 0 | 0 | 0 | 0 | 0 | 0 | 0 | 0 | 0 | 0 | 0 | 0 | 0 | 0 | 0
1540002572 | EA | TOOL, SHARKBITE REMOVAL, 3/4 *SHARKB DISC CLIP, SU712 (2190536) | HAND TOOLS | PLUMBING TOOLS | PRO-PRESS | CENTRAL STORES | 0 | 0 | 0 | 0 | 0 | 0 | 0 | 0 | 0 | 0 | 0 | 0 | 0 | 0 | 0 | 0 | 0 | 0 | 0 | 0 | 0 | 0 | 0 | 0 | 0 | 0
1540002573 | EA | TOOL, SHARKBITE REMOVAL, PRO-PRESS, 1 *SHARKB DISC CLIP, SU714 (PROPRESS, PRO PRESS) | HAND TOOLS | PLUMBING TOOLS | PRO-PRESS | CENTRAL STORES | 0 | 0 | 0 | 0 | 0 | 0 | 0 | 0 | 0 | 0 | 0 | 0 | 0 | 0 | 0 | 0 | 0 | 0 | 0 | 0 | 0 | 0 | 0 | 0 | 0 | 0
1540002574 | EA | COUPLING, WITH STOP , 1/2â€³ VIEGA PROPRESS (1/2 INCH) | PLUMBING | FITTINGS | PRO-PRESS | CENTRAL STORES | 0 | 0 | 0 | 0 | 0 | 0 | 12 | 0 | 0 | 0 | 0 | 0 | 0 | 0 | 0 | 0 | 0 | 0 | 0 | 0 | 0 | 0 | 0 | 0 | 0 | 0
1540002575 | EA | ELBOW, STREET, 1/2â€³ VIEGA PROPRESS 90 DEGREE (1/2 INCH) PART #V77347 | PLUMBING | FITTINGS | PRO-PRESS | CENTRAL STORES | 0 | 0 | 0 | 0 | 0 | 0 | 0 | 20 | 0 | 0 | 0 | 0 | 0 | 0 | 0 | 0 | 0 | 0 | 0 | 0 | 0 | 0 | 0 | 0 | 0 | 0
1540002576 | EA | ELBOW, STREET, 1/2â€³ VIEGA PROPRESS 45 DEGREE (1/2 INCH) | PLUMBING | FITTINGS | PRO-PRESS | CENTRAL STORES | 0 | 0 | 0 | 0 | 0 | 0 | 0 | 0 | 0 | 0 | 0 | 0 | 0 | 0 | 0 | 0 | 0 | 0 | 0 | 0 | 0 | 0 | 0 | 0 | 0 | 0
1540002579 | EA | ELBOW, STREET, 3/4â€³ VIEGA PROPRESS 45 DEGREE (3/4 INCH) | PLUMBING | FITTINGS | PRO-PRESS | CENTRAL STORES | 0 | 0 | 0 | 0 | 0 | 0 | 0 | 0 | 0 | 0 | 0 | 0 | 0 | 0 | 0 | 0 | 0 | 0 | 0 | 0 | 0 | 0 | 0 | 0 | 0 | 0
1540002580 | EA | COUPLING, WITH STOP, 1â€³ VIEGA PROPRESS (1 INCH) | PLUMBING | FITTINGS | PRO-PRESS | CENTRAL STORES | 0 | 0 | 0 | 0 | 0 | 0 | 0 | 0 | 0 | 0 | 0 | 0 | 0 | 0 | 0 | 0 | 0 | 0 | 0 | 0 | 0 | 0 | 0 | 0 | 0 | 0
1540002581 | EA | ELBOW, STREET, 1â€³ VIEGA PROPRESS 90 DEGREES (1 INCH) | PLUMBING | FITTINGS | PRO-PRESS | CENTRAL STORES | 0 | 0 | 0 | 0 | 0 | 0 | 0 | 0 | 0 | 0 | 0 | 0 | 0 | 0 | 0 | 0 | 0 | 0 | 0 | 0 | 0 | 0 | 0 | 0 | 0 | 0
1540002582 | EA | ELBOW, STREET, 1â€³ VIEGA PROPRESS 45 DEGREE (1 INCH) | PLUMBING | FITTINGS | PRO-PRESS | CENTRAL STORES | 0 | 0 | 0 | 0 | 0 | 0 | 0 | 0 | 0 | 0 | 0 | 0 | 0 | 0 | 0 | 0 | 0 | 0 | 0 | 0 | 0 | 0 | 0 | 0 | 0 | 0
1540002584 | EA | ELBOW, STREET, 1 1/4â€³ VIEGA PROPRESS 90 DEGREE (1-1/4â€³, 1 1/4 INCH) | PLUMBING | FITTINGS | PRO-PRESS | CENTRAL STORES | 0 | 0 | 0 | 0 | 0 | 0 | 0 | 0 | 0 | 0 | 0 | 0 | 0 | 0 | 0 | 0 | 0 | 0 | 0 | 0 | 0 | 0 | 0 | 0 | 0 | 0
1540002585 | EA | ELBOW, STREET, 1 1/4â€³ VIEGA PROPRESS 45 DEGREE (1-1/4â€³, 1 1/4 INCH) | PLUMBING | FITTINGS | PRO-PRESS | CENTRAL STORES | 0 | 0 | 0 | 0 | 0 | 0 | 0 | 0 | 0 | 0 | 0 | 0 | 0 | 0 | 0 | 0 | 0 | 0 | 0 | 0 | 0 | 0 | 0 | 0 | 0 | 0
1540002586 | EA | COUPLING ,WITH STOP, (1 1/2â€³ VIEGA PROPRESS 1-1/2â€³, 1 1/2 INCH) | PLUMBING | FITTINGS | PRO-PRESS | CENTRAL STORES | 0 | 0 | 0 | 0 | 0 | 0 | 0 | 0 | 0 | 0 | 0 | 0 | 0 | 0 | 0 | 0 | 0 | 0 | 0 | 0 | 0 | 0 | 0 | 0 | 0 | 0
1540002587 | EA | ELBOW, STREET, 1 1/2â€³ VIEGA PROPRESS 90 DEGREE (1-1/2â€³, 1 1/2 INCH) | PLUMBING | FITTINGS | PRO-PRESS | CENTRAL STORES | 0 | 0 | 0 | 0 | 0 | 0 | 0 | 0 | 0 | 0 | 0 | 0 | 0 | 0 | 0 | 0 | 0 | 0 | 0 | 0 | 0 | 0 | 0 | 0 | 0 | 0
1540002588 | EA | ELBOW, STREET, 1 1/2â€³ VIEGA PROPRESS 45 DEGREE (1-1/2â€³, 1 1/2 INCH) | PLUMBING | FITTINGS | PRO-PRESS | CENTRAL STORES | 0 | 0 | 0 | 0 | 0 | 0 | 0 | 0 | 0 | 0 | 0 | 0 | 0 | 0 | 0 | 0 | 0 | 0 | 0 | 0 | 0 | 0 | 0 | 0 | 0 | 0
1540002589 | EA | COUPLING, WITH STOP, 2â€³ VIEGA PROPRESS (2 INCH) | PLUMBING | FITTINGS | PRO-PRESS | CENTRAL STORES | 0 | 0 | 0 | 0 | 0 | 0 | 0 | 0 | 0 | 0 | 0 | 0 | 0 | 0 | 0 | 0 | 0 | 0 | 0 | 0 | 0 | 0 | 0 | 0 | 0 | 0
1540002590 | EA | ELBOW, STREET, 2â€³ VIEGA PROPRESS 90 DEGREE (2 INCH) | PLUMBING | FITTINGS | PRO-PRESS | CENTRAL STORES | 0 | 0 | 0 | 0 | 0 | 0 | 0 | 0 | 0 | 0 | 0 | 0 | 0 | 0 | 0 | 0 | 0 | 0 | 0 | 0 | 0 | 0 | 0 | 0 | 0 | 0
1540002591 | EA | ELBOW, STREET, 2â€³ VIEGA PROPRESS 45 DEGREE (2 INCH) | PLUMBING | FITTINGS | PRO-PRESS | CENTRAL STORES | 0 | 0 | 0 | 0 | 0 | 0 | 0 | 0 | 0 | 0 | 0 | 0 | 0 | 0 | 0 | 0 | 0 | 0 | 0 | 0 | 0 | 0 | 0 | 0 | 0 | 0
1600001004 | EA | SMOKE DETECTOR, GENTEX, 710CS-W/7139CS-W | EMERGENCY | FIRE/SMOKE | FIRE/SMOKE | CENTRAL STORES | 0 | 0 | 0 | 0 | 0 | 0 | 0 | 0 | 0 | 0 | 0 | 0 | 0 | 0 | 0 | 0 | 0 | 0 | 0 | 0 | 0 | 0 | 0 | 0 | 0 | 0
1600001005 | EA | BALLAST, METAL HALIDE, 400W M-59/H-33, 5-TAP (ADVANCE #71A6051-001D) | LIGHTING | BALLASTS | BALLASTS | CENTRAL STORES | 0 | 0 | 0 | 9 | 0 | 0 | 0 | 0 | 0 | 6 | 0 | 3 | 0 | 0 | 0 | 0 | 0 | 0 | 0 | 0 | 0 | 0 | 0 | 0 | 0 | 0
1600001006 | EA | FIRE/CO DETECTOR, VELOCITY SERIES, MCS-COF IN A B220S SOUNDER BASE, GAMEWELL (BY HONEYWELL) | EMERGENCY | FIRE/SMOKE | FIRE/SMOKE | CENTRAL STORES | 0 | 0 | 0 | 0 | 0 | 0 | 0 | 0 | 0 | 0 | 0 | 0 | 0 | 0 | 0 | 0 | 0 | 0 | 0 | 0 | 0 | 0 | 0 | 0 | 0 | 0
1600001011 | EA | ENCLOSURE, ELECTRIC METER, MILBANK, *CRITICAL ITEM: UTILITIES & ENERGY SERVICES ONLY* ** NO SUBSTITUTES AS THIS IS UES STANDARD MODELS ** GRAY, STEEL, 200A, 600VAC, 4 TERMINAL (4T), BYPASS LEVER, 1PH2W (1S), RINGLESS, SELF-CONTAINED | ELECTRICAL | JUNCTION BOXES | JUNCTION BOXES | CENTRAL STORES | 0 | 0 | 0 | 0 | 0 | 0 | 0 | 0 | 0 | 0 | 0 | 0 | 0 | 0 | 0 | 0 | 0 | 0 | 0 | 0 | 0 | 0 | 0 | 0 | 0 | 0
1600001012 | EA | ENCLOSURE, ELECTRIC METER, MILBANK, U9801-X-QG-HSP, GRAY, STEEL, 200A, RINGLESS, 600VAC, 4T, BYPASS LEVER, 1PH3W (2S)*CRITICAL ITEM: UTILITIES & ENERGY SERVICES ONLY* ** NO SUBSTITUTES AS THIS IS UES STANDARD MODELS ** | ELECTRICAL | JUNCTION BOXES | JUNCTION BOXES | CENTRAL STORES | 0 | 0 | 0 | 0 | 0 | 0 | 0 | 0 | 0 | 0 | 0 | 0 | 0 | 0 | 0 | 0 | 0 | 0 | 0 | 0 | 0 | 0 | 0 | 0 | 0 | 0
1600001013 | EA | ENCLOSURE, ELECTRIC METER, MILBANK, U9551-X-QG-HSP, GRAY, STEEL, 200A, 600VAC, 5T, BYPASS LEVER, 1PH3W (12S), 5 JAW, RINGLESS, OH/UG SERVICE, BLANK HUB, *CRITICAL ITEM: UTILITIES & ENERGY SERVICES ONLY* ** NO SUBSTITUTES AS THIS IS UES STANDARD MODELS** | ELECTRICAL | JUNCTION BOXES | JUNCTION BOXES | CENTRAL STORES | 0 | 0 | 0 | 0 | 0 | 0 | 0 | 0 | 0 | 0 | 0 | 0 | 0 | 0 | 0 | 0 | 0 | 0 | 0 | 0 | 0 | 0 | 0 | 0 | 0 | 0
1600001014 | EA | ENCLOSURE, ELECTRIC METER, MILBANK, U2124-O-HSP, GRAY,STEEL, 320A, RINGLESS, 600VAC, 4T, BYPASS LEVER, 1PH3W (2S, RL SWY STUD, *CRITICAL ITEM: UTILITIES & ENERGY SERVICES ONLY* ** NO SUBSTITUTES AS THIS IS UES STANDARD MODELS ** | ELECTRICAL | JUNCTION BOXES | JUNCTION BOXES | CENTRAL STORES | 0 | 0 | 0 | 0 | 0 | 0 | 0 | 0 | 0 | 0 | 0 | 0 | 1 | 0 | 0 | 0 | 0 | 0 | 0 | 0 | 0 | 0 | 0 | 0 | 0 | 0
1600001015 | EA | ENCLOSURE, ELECTRIC METER, COOPER INDUSTRIES B-LINE SERIES, UC6079-XL-21-DEF, GRAY, STEEL, CT RATED, 600VAC, 13T, W/PRE-WIRED TEST SWITCH, 3PH4W, 2-PC COVER W/RING (9S) *CRITICAL ITEM: UES ONLY* ** NO SUBSTITUTES AS THIS IS UES STANDARD** | ELECTRICAL | JUNCTION BOXES | JUNCTION BOXES | CENTRAL STORES | 0 | 0 | 0 | 0 | 2 | 0 | 0 | 0 | 0 | 0 | 0 | 0 | 0 | 0 | 1 | 0 | 1 | 1 | 0 | 0 | 0 | 0 | 0 | 0 | 0 | 0
1600001016 | EA | ENCLOSURE, ELECTRIC METER, MILBANK,U9701-X-QG-HSP, GRAY, STEEL, 200A, RINGLESS, 600VAC, 7T, BYPASS LEVER, 3PH4W (16S), OH/UG SERVICE, BLANK HUB, *CRITICAL ITEM: UTILITIES & ENERGY SERVICES ONLY* ** NO SUBSTITUTES AS THIS IS UES STANDARD MODELS ** | ELECTRICAL | JUNCTION BOXES | JUNCTION BOXES | CENTRAL STORES | 0 | 0 | 0 | 0 | 0 | 1 | 0 | 0 | 0 | 0 | 0 | 0 | 1 | 0 | 0 | 0 | 2 | 0 | 0 | 0 | 0 | 0 | 0 | 0 | 0 | 0
1600001017 | EA | ENCLOSURE, ELECTRIC METER, MILBANK,U3566-X-HSP, GRAY,STEEL, 320A, RINGLESS, 600VAC, 7T, BYPASS LEVER, 3PH4W (16S) OH/UG SERVICE, 1/2â€³ CONNECTOR STUD , *CRITICAL ITEM: UTILITIES & ENERGY SERVICES ONLY* ** NO SUBSTITUTES AS THIS IS UES STANDARD MODELS ** | ELECTRICAL | JUNCTION BOXES | JUNCTION BOXES | CENTRAL STORES | 0 | 0 | 0 | 0 | 0 | 0 | 0 | 0 | 0 | 0 | 0 | 0 | 0 | 0 | 0 | 0 | 0 | 0 | 0 | 0 | 0 | 0 | 0 | 0 | 0 | 0
1600001020 | EA | BALLAST, HPS, 50W/120-277V S-68, (DUAL), (ADVANCE #71 A 7801) LAMP | LIGHTING | BALLASTS | BALLASTS | CENTRAL STORES | 0 | 0 | 0 | 0 | 0 | 0 | 0 | 0 | 0 | 0 | 0 | 0 | 0 | 0 | 0 | 0 | 0 | 0 | 0 | 0 | 0 | 0 | 0 | 0 | 0 | 0
1600001022 | EA | BALLAST, 15-20W/118V, F-15 DISPLAY, SCHUMACHER | LIGHTING | BALLASTS | BALLASTS | CENTRAL STORES | 0 | 0 | 0 | 0 | 0 | 0 | 0 | 0 | 0 | 0 | 0 | 0 | 0 | 0 | 0 | 0 | 0 | 0 | 0 | 0 | 0 | 0 | 0 | 0 | 0 | 0
1600001024 | EA | BALLAST, MINI, 14-15-20W/120V, (1 LAMP), (UNIVERSAL#200H2) | LIGHTING | BALLASTS | BALLASTS | CENTRAL STORES | 0 | 0 | 0 | 0 | 0 | 0 | 0 | 0 | 0 | 0 | 0 | 0 | 0 | 0 | 0 | 0 | 0 | 0 | 0 | 0 | 0 | 0 | 0 | 0 | 0 | 0
1600001027 | EA | BALLAST, HPS, 250W/480V, S-50, (UNIVERSAL #1230-32S-500K) (1) | LIGHTING | BALLASTS | BALLASTS | CENTRAL STORES | 0 | 0 | 0 | 3 | 0 | 0 | 0 | 0 | 0 | 0 | 0 | 0 | 0 | 0 | 0 | 0 | 6 | 0 | 0 | 0 | 6 | 0 | 0 | 0 | 0 | 0
1600001029 | EA | BALLAST, HPS, 100W S-54, (MULTI), ADVANCE #12310-90-500K | LIGHTING | BALLASTS | BALLASTS | CENTRAL STORES | 0 | 0 | 0 | 0 | 0 | 0 | 0 | 0 | 0 | 0 | 0 | 0 | 0 | 0 | 0 | 0 | 0 | 0 | 0 | 0 | 0 | 0 | 0 | 0 | 0 | 0
1600001030 | EA | BALLAST, HPS, 400W/480V, S-51, (ADVANCE 71A-8443-001D) | LIGHTING | BALLASTS | BALLASTS | CENTRAL STORES | 0 | 0 | 0 | 3 | 0 | 0 | 0 | 0 | 0 | 0 | 0 | 6 | 0 | 0 | 0 | 0 | 0 | 0 | 0 | 0 | 6 | 0 | 0 | 0 | 0 | 0
1600001031 | EA | BALLAST, DIMMER, PROGRAMMED RAPID START, 1% ELECTRONIC FLUORESCENT, H3DT832GU310, GBL#25293445 | LIGHTING | BALLASTS | BALLASTS | CENTRAL STORES | 0 | 0 | 0 | 0 | 0 | 0 | 0 | 0 | 0 | 0 | 0 | 0 | 0 | 0 | 0 | 0 | 0 | 0 | 0 | 0 | 0 | 0 | 0 | 0 | 0 | 0
1600001033 | EA | BALLAST, 9W/277V, TWIN TUBE, 60HZ, (CAT HP7927RC) [ROBERTSON] | LIGHTING | BALLASTS | BALLASTS | CENTRAL STORES | 0 | 0 | 0 | 0 | 0 | 0 | 0 | 0 | 0 | 0 | 0 | 0 | 0 | 0 | 0 | 0 | 0 | 0 | 0 | 0 | 0 | 0 | 0 | 0 | 0 | 0
1600001035 | EA | BALLAST, EXIT LIGHT, 4-6-8WLP/277V, (1 LAMP), ROBERTSON #04827 | LIGHTING | BALLASTS | BALLASTS | CENTRAL STORES | 0 | 0 | 0 | 0 | 0 | 0 | 0 | 0 | 0 | 0 | 0 | 0 | 0 | 0 | 0 | 0 | 0 | 0 | 0 | 0 | 0 | 0 | 0 | 0 | 0 | 0
1600001037 | EA | BALLAST, METAL HALIDE, 175W, 120-277/480V, MH MULTI-TAP, (UNIVERSAL #M175ML5AC3M500K) | LIGHTING | BALLASTS | BALLASTS | CENTRAL STORES | 0 | 0 | 0 | 0 | 0 | 0 | 6 | 0 | 0 | 0 | 0 | 0 | 0 | 0 | 0 | 0 | 0 | 0 | 0 | 0 | 0 | 0 | 0 | 0 | 0 | 0
1600001039 | EA | LIGHTING, EMERGENCY, DYNRD-4X NEMA 4X RATED DOUBLE HEAD REMOTE | LIGHTING | EMERGENCY | EMERGENCY | CENTRAL STORES | 0 | 0 | 0 | 0 | 0 | 0 | 0 | 0 | 0 | 0 | 0 | 0 | 2 | 0 | 4 | 0 | 0 | 0 | 0 | 0 | 0 | 0 | 0 | 0 | 0 | 0
1600001041 | EA | DRIVER, LED, PHIL ADVANCE, XITANIUM, 150W, 120-277V, 1.05A 0-10V, DIMMING, (XI150C105V140CNF1) | LIGHTING | DRIVER | DRIVER | CENTRAL STORES | 0 | 0 | 0 | 0 | 0 | 0 | 0 | 0 | 0 | 0 | 0 | 0 | 0 | 0 | 0 | 0 | 0 | 0 | 0 | 0 | 0 | 0 | 0 | 0 | 0 | 0
1600001042 | EA | DRIVER, LED, CANDELA CORP, CV10/75-12 120V TO 12V TRANS | LIGHTING | DRIVER | DRIVER | CENTRAL STORES | 0 | 0 | 0 | 0 | 0 | 0 | 0 | 0 | 0 | 0 | 0 | 0 | 0 | 0 | 0 | 0 | 0 | 0 | 0 | 0 | 0 | 0 | 0 | 0 | 0 | 0
1600001047 | EA | BALLAST, METAL HALIDE, 100W, M-90, (MULTI)-TAP, (ADVANCE #71A5390-001D), (UNIVERSAL #M100MLTLC3M500K) | LIGHTING | BALLASTS | BALLASTS | CENTRAL STORES | 0 | 0 | 0 | 0 | 0 | 0 | 0 | 0 | 0 | 0 | 0 | 0 | 0 | 0 | 0 | 0 | 4 | 0 | 0 | 0 | 0 | 0 | 0 | 0 | 0 | 0
1600001049 | EA | BALLAST, 13W/277V, (1 LMP), 16W 15M, HO1527 RC F15T8,T12/ F20T12 LP ROBERTSON | LIGHTING | BALLASTS | BALLASTS | CENTRAL STORES | 0 | 0 | 0 | 0 | 0 | 0 | 0 | 0 | 0 | 0 | 0 | 0 | 0 | 0 | 0 | 0 | 0 | 0 | 0 | 0 | 0 | 0 | 0 | 0 | 0 | 0
1600001050 | EA | BALLAST, HPS,(MULTI-TAP), S-61 (2 LMP) 70W/120-277V (71A7901) | LIGHTING | BALLASTS | BALLASTS | CENTRAL STORES | 0 | 0 | 0 | 0 | 0 | 0 | 0 | 0 | 0 | 0 | 0 | 0 | 0 | 0 | 0 | 0 | 0 | 0 | 0 | 0 | 0 | 0 | 0 | 0 | 0 | 0
1600001053 | EA | BALLAST, MINI,16W/18W 120/277V, (1/2 LMP), (HUGHES # ICF-2S18-HILD) | LIGHTING | BALLASTS | BALLASTS | CENTRAL STORES | 0 | 0 | 0 | 0 | 10 | 0 | 0 | 0 | 0 | 0 | 0 | 0 | 0 | 0 | 0 | 0 | 0 | 0 | 0 | 0 | 0 | 0 | 0 | 0 | 0 | 0
1600001054 | EA | BALLAST,150W 120/277V M-81, METAL HALIDE, (DUAL) (MAGNETEK #11310-242-500K) | LIGHTING | BALLASTS | BALLASTS | CENTRAL STORES | 0 | 0 | 0 | 0 | 0 | 0 | 0 | 0 | 0 | 0 | 0 | 0 | 0 | 0 | 0 | 0 | 0 | 0 | 0 | 0 | 0 | 0 | 0 | 0 | 0 | 0
1600001055 | EA | BALLAST, EMERGENCY, 3.5W, 120/277V T2, 8 LAMP, NICKEL CAD (EMERGILITE #FPSI-U) | LIGHTING | BALLASTS | BALLASTS | CENTRAL STORES | 0 | 0 | 0 | 0 | 0 | 0 | 0 | 0 | 0 | 0 | 0 | 0 | 0 | 0 | 0 | 0 | 0 | 3 | 0 | 0 | 0 | 0 | 0 | 0 | 0 | 0
1600001057 | EA | BALLAST, EMERG. LIGHT, FLUOR. PWR PACK, #FR2600-277 FOR LAMP: 26W8T4/Q, 24-27W/13T5/T, 28W/8T6/DHATSCH TRANSFORMERS | LIGHTING | BALLASTS | BALLASTS | CENTRAL STORES | 0 | 0 | 0 | 0 | 0 | 0 | 0 | 0 | 0 | 0 | 0 | 0 | 0 | 0 | 0 | 0 | 0 | 0 | 0 | 0 | 0 | 0 | 0 | 0 | 0 | 0
1600001060 | EA | BALLAST,FOR F96 (T8), 120/277V, (2 LAMP, GE-259-MAX-N/ULTRA) | LIGHTING | BALLASTS | BALLASTS | CENTRAL STORES | 0 | 0 | 0 | 0 | 0 | 0 | 0 | 0 | 0 | 0 | 0 | 0 | 0 | 0 | 0 | 0 | 0 | 0 | 0 | 0 | 0 | 0 | 0 | 0 | 0 | 0
1600001064 | EA | BALLAST, 100W/120-277V, M90, (POSTLINE), METAL HALIDE, GBR #11210239CTC000IUNV | LIGHTING | BALLASTS | BALLASTS | CENTRAL STORES | 0 | 0 | 0 | 0 | 0 | 0 | 0 | 0 | 0 | 0 | 0 | 0 | 0 | 0 | 0 | 0 | 0 | 0 | 0 | 0 | 0 | 0 | 0 | 0 | 0 | 0
1600001066 | EA | BALLAST, INSTANT START, ELECTRONIC FL WORKHORSE, FOR 1-2 35W MAX LAMPS, 277V, (WH2-277-L) | LIGHTING | BALLASTS | BALLASTS | CENTRAL STORES | 0 | 0 | 0 | 0 | 0 | 0 | 0 | 0 | 0 | 0 | 0 | 0 | 0 | 0 | 0 | 0 | 0 | 0 | 0 | 0 | 0 | 0 | 0 | 0 | 0 | 0
1600001068 | EA | BALLAST, 150W, HPS, S-55, (MULTI-TAP) | LIGHTING | BALLASTS | BALLASTS | CENTRAL STORES | 0 | 0 | 0 | 0 | 0 | 0 | 0 | 0 | 0 | 0 | 0 | 0 | 0 | 0 | 0 | 0 | 0 | 0 | 0 | 0 | 0 | 0 | 0 | 0 | 0 | 0
1600001071 | EA | BALLAST, 250W, (5-TAP), M58, METAL HALIDE | LIGHTING | BALLASTS | BALLASTS | CENTRAL STORES | 0 | 0 | 0 | 18 | 0 | 0 | 0 | 0 | 0 | 0 | 0 | 3 | 0 | 0 | 0 | 0 | 0 | 0 | 0 | 0 | 0 | 0 | 0 | 0 | 0 | 0
1600001073 | EA | BALLAST, METAL HALIDE, 70W/120-277V, M-98, (MULTI-TAP), (71A5292001D) | LIGHTING | BALLASTS | BALLASTS | CENTRAL STORES | 0 | 0 | 0 | 0 | 0 | 0 | 0 | 0 | 0 | 0 | 0 | 0 | 0 | 0 | 0 | 0 | 0 | 0 | 0 | 0 | 0 | 0 | 0 | 0 | 0 | 0
1600001074 | EA | BALLAST, MINI, 42/32/26W 120/277V (1 & 2 LAMP) CAN BE USED ON 26W (1 & 2 LAMP) OR 42W (1 LAMP) AND WELL AS 32W (1 LAMP) | LIGHTING | BALLASTS | BALLASTS | CENTRAL STORES | 0 | 0 | 0 | 91 | 0 | 0 | 0 | 0 | 15 | 0 | 0 | 0 | 0 | 0 | 0 | 0 | 0 | 0 | 1 | 0 | 0 | 0 | 0 | 0 | 0 | 0
1600001075 | EA | BALLAST, IGNITOR, HPS, 35-150W, LAMP POWER RATING 35-150 WATTS, HIGH PRESSURE SODIUM LAMP, 1 LAMP | LIGHTING | BALLASTS | BALLASTS | CENTRAL STORES | 0 | 0 | 0 | 0 | 0 | 0 | 0 | 0 | 0 | 0 | 0 | 0 | 0 | 0 | 0 | 0 | 0 | 0 | 0 | 0 | 0 | 0 | 0 | 0 | 0 | 0
1600001076 | EA | BALLAST, IGNITOR, 400W, ADVANCE 150 (S-55) | LIGHTING | BALLASTS | BALLASTS | CENTRAL STORES | 0 | 0 | 0 | 0 | 0 | 0 | 0 | 0 | 0 | 0 | 0 | 0 | 0 | 0 | 0 | 0 | 0 | 0 | 0 | 0 | 0 | 0 | 0 | 0 | 0 | 0
1600001077 | EA | BALLAST, HPS, 70W, (MULTI-TAP), S-62 / #17G7119 , WITH SOCKET & BALLAST | LIGHTING | BALLASTS | BALLASTS | CENTRAL STORES | 0 | 0 | 0 | 0 | 0 | 0 | 0 | 0 | 0 | 0 | 0 | 0 | 0 | 0 | 0 | 0 | 0 | 0 | 0 | 0 | 0 | 0 | 0 | 0 | 0 | 0
1600001081 | EA | BATTERY, NICKEL CADMIUM, 4.8V, 1.4A/HR (GRAINGER #4PH21) | ELECTRONICS | BATTERIES | BATTERIES | CENTRAL STORES | 0 | 0 | 0 | 0 | 10 | 0 | 0 | 0 | 0 | 0 | 0 | 0 | 0 | 0 | 0 | 0 | 0 | 0 | 0 | 0 | 0 | 0 | 0 | 0 | 0 | 0
1600001106 | EA | 1/2â€³ KNOCK OUT PLUG / 1/2â€³ SNAP IN STEEL BLANK (ARLINGTON #900) | TBD | TBD | TBD | CENTRAL STORES | 0 | 0 | 0 | 0 | 0 | 0 | 0 | 0 | 0 | 0 | 0 | 0 | 0 | 0 | 0 | 0 | 0 | 0 | 0 | 0 | 0 | 0 | 0 | 0 | 0 | 0
1600001107 | EA | 3/4â€³ KNOCK OUT PLUG / 3/4â€³ SNAP IN STEEL BLANK (ARLINGTON #901) (075000) | TBD | TBD | TBD | CENTRAL STORES | 0 | 0 | 0 | 0 | 0 | 0 | 0 | 0 | 0 | 0 | 0 | 0 | 0 | 0 | 0 | 0 | 0 | 0 | 0 | 0 | 0 | 0 | 0 | 0 | 0 | 0
1600001108 | EA | 1â€³ KNOCK OUT PLUG / 1â€³ SNAP IN STEEL BLANK (ARLINGTON #902) | TBD | TBD | TBD | CENTRAL STORES | 0 | 0 | 0 | 0 | 0 | 0 | 0 | 0 | 0 | 0 | 0 | 0 | 0 | 0 | 0 | 0 | 0 | 0 | 0 | 0 | 0 | 0 | 0 | 0 | 0 | 0
1600001118 | EA | 4â€³/16 SQ X 2-1/8â€³ DEEP 1/2â€³-3/4â€³ (UNIVERSAL) / 4â€³/16 SQ X 2-1/8â€³ DEEP 1/2â€³-3/4â€³ K.O. #72171-1/2-3/4 | TBD | TBD | TBD | CENTRAL STORES | 0 | 0 | 0 | 0 | 0 | 0 | 0 | 0 | 0 | 0 | 0 | 0 | 0 | 0 | 0 | 0 | 2 | 0 | 3 | 0 | 0 | 0 | 0 | 0 | 0 | 0
1600001122 | EA | FLUSH EXT. ADAPT. -IVY / FLUSH EXT ADAPTER -IVORY (WIREMOLD #V5751) | TBD | TBD | TBD | CENTRAL STORES | 0 | 0 | 0 | 0 | 0 | 0 | 0 | 0 | 0 | 0 | 0 | 0 | 0 | 0 | 0 | 0 | 0 | 0 | 0 | 0 | 0 | 0 | 0 | 0 | 0 | 0
1600001125 | EA | 4â€³ 11/16 SQ X 1-1/2â€³ DEEP COMBO EXT. RING / 4â€³ 11/16 SQ X 1-1/2â€³ DEEP COMBO #72151-1/2-3/4 EXTENSION RING | TBD | TBD | TBD | CENTRAL STORES | 0 | 0 | 0 | 0 | 0 | 0 | 0 | 0 | 0 | 0 | 0 | 0 | 0 | 0 | 0 | 0 | 0 | 0 | 0 | 0 | 0 | 0 | 0 | 0 | 0 | 0
1600001127 | EA | BOX, 4â€³ X 2â€³ X 1-1/2â€³ DEEP, GANGABLE, 1/2â€³ K.O. | ELECTRICAL | JUNCTION BOXES | JUNCTION BOXES | CENTRAL STORES | 0 | 0 | 0 | 0 | 0 | 0 | 0 | 0 | 0 | 0 | 0 | 0 | 0 | 0 | 0 | 0 | 0 | 0 | 0 | 0 | 0 | 0 | 0 | 0 | 0 | 0
1600001128 | EA | BOX, 4â€³ X 2-1/2â€³ X 1-7/8â€³ DEEP, HANDY, 1/2â€³ K.O. | ELECTRICAL | JUNCTION BOXES | JUNCTION BOXES | CENTRAL STORES | 0 | 0 | 0 | 0 | 0 | 0 | 0 | 0 | 0 | 0 | 0 | 0 | 0 | 0 | 0 | 0 | 0 | 0 | 0 | 0 | 0 | 0 | 0 | 0 | 0 | 0
1600001129 | EA | BOX, 1-1/2 X 2-1/8â€³ DEEP, HANDY, 1/2â€³ K.O. #58371 | ELECTRICAL | JUNCTION BOXES | JUNCTION BOXES | CENTRAL STORES | 0 | 0 | 0 | 0 | 0 | 0 | 0 | 0 | 0 | 0 | 0 | 0 | 0 | 0 | 0 | 0 | 0 | 0 | 0 | 0 | 0 | 0 | 0 | 0 | 0 | 0
1600001130 | EA | BOX, 3â€³ X 2â€³, SWITCH, 2â€³ DEEP, 1/2 KO W/EARS | ELECTRICAL | JUNCTION BOXES | JUNCTION BOXES | CENTRAL STORES | 0 | 0 | 0 | 0 | 16 | 0 | 0 | 0 | 0 | 0 | 0 | 0 | 0 | 0 | 0 | 0 | 0 | 0 | 0 | 0 | 0 | 0 | 0 | 0 | 0 | 0
1600001131 | EA | BOX, 3â€³ X 2â€³ X 3-1/2â€³ DEEP, GANGABLE, 1/2â€³ K.O. W/EARS | ELECTRICAL | JUNCTION BOXES | JUNCTION BOXES | CENTRAL STORES | 0 | 0 | 0 | 0 | 0 | 0 | 0 | 0 | 0 | 0 | 0 | 0 | 0 | 0 | 0 | 0 | 0 | 0 | 0 | 0 | 0 | 0 | 0 | 0 | 0 | 0
1600001132 | EA | BOX, 3â€³ X 2â€³ X 1-1/2â€³ DEEP, â€³ K.O. (RACO #400) | ELECTRICAL | JUNCTION BOXES | JUNCTION BOXES | CENTRAL STORES | 0 | 0 | 0 | 0 | 0 | 0 | 0 | 0 | 0 | 0 | 0 | 0 | 0 | 0 | 0 | 0 | 0 | 0 | 0 | 0 | 0 | 0 | 0 | 0 | 0 | 0
1600001134 | EA | BOX, WP BELLBOX, 1 GANG, 4-1-2â€³ HOLE (PERF-L) | ELECTRICAL | JUNCTION BOXES | JUNCTION BOXES | CENTRAL STORES | 0 | 0 | 0 | 0 | 0 | 0 | 0 | 0 | 0 | 0 | 0 | 0 | 0 | 0 | 0 | 0 | 0 | 0 | 0 | 0 | 0 | 0 | 0 | 0 | 0 | 0
1600001135 | EA | BOX, WP BELLBOX, 1 GANG, 4-3/4â€³ HOLE | ELECTRICAL | JUNCTION BOXES | JUNCTION BOXES | CENTRAL STORES | 0 | 0 | 0 | 0 | 0 | 0 | 0 | 0 | 0 | 0 | 0 | 0 | 0 | 0 | 0 | 0 | 0 | 0 | 0 | 0 | 0 | 0 | 0 | 0 | 0 | 0
1600001136 | EA | BOX, WP BELLBOX, 2 GANG, 4-3/4â€³ HOLE | ELECTRICAL | JUNCTION BOXES | JUNCTION BOXES | CENTRAL STORES | 0 | 0 | 0 | 0 | 0 | 0 | 0 | 0 | 0 | 0 | 0 | 0 | 0 | 0 | 0 | 0 | 0 | 0 | 0 | 0 | 0 | 0 | 0 | 0 | 0 | 0
1600001138 | EA | BOX, 1GNG, 3-3/4â€³ HOLE O/D, BELLBOX, OUTDOOR #5324-0 | ELECTRICAL | JUNCTION BOXES | JUNCTION BOXES | CENTRAL STORES | 0 | 0 | 0 | 0 | 0 | 0 | 0 | 0 | 0 | 0 | 0 | 0 | 0 | 0 | 0 | 0 | 0 | 0 | 0 | 0 | 0 | 0 | 0 | 0 | 0 | 0
1600001143 | EA | BOX, WP BELLBOX, 1 GANG, 3-1/2â€³ HOLE | ELECTRICAL | JUNCTION BOXES | JUNCTION BOXES | CENTRAL STORES | 0 | 0 | 0 | 0 | 0 | 0 | 0 | 0 | 0 | 0 | 0 | 0 | 0 | 0 | 0 | 0 | 0 | 0 | 0 | 0 | 0 | 0 | 0 | 0 | 0 | 0
1600001244 | EA | LAMP, INCANDESCENT, 15W/130V, FROSTED MEDIUM BASE SOFT WHITE | LIGHTING | LAMPS | LAMPS | CENTRAL STORES | 0 | 0 | 0 | 0 | 0 | 20 | 20 | 10 | 10 | 0 | 0 | 10 | 0 | 0 | 0 | 5 | 0 | 0 | 0 | 0 | 0 | 0 | 0 | 0 | 0 | 0
1600001245 | EA | LAMP, METAL HALIDE, 100W, CLEAR, MEDIUM BASE, 4000K HEAT RANGE | LIGHTING | LAMPS | LAMPS | CENTRAL STORES | 0 | 0 | 0 | 0 | 0 | 0 | 24 | 0 | 0 | 0 | 0 | 0 | 16 | 48 | 0 | 12 | 0 | 0 | 0 | 0 | 0 | 0 | 0 | 0 | 0 | 0
1600001246 | EA | FITTING, 1-1/2â€³ X 1-1/4â€³, REDUCING BUSHING | ELECTRICAL | CONNECTORS | CONNECTORS | CENTRAL STORES | 0 | 0 | 0 | 0 | 0 | 0 | 0 | 0 | 0 | 0 | 0 | 0 | 0 | 0 | 0 | 0 | 0 | 0 | 0 | 0 | 0 | 0 | 0 | 0 | 0 | 0
1600001247 | EA | FITTING, 1-1/4â€³ X 1â€³, REDUCING BUSHING | ELECTRICAL | CONNECTORS | CONNECTORS | CENTRAL STORES | 0 | 0 | 0 | 0 | 0 | 0 | 0 | 0 | 0 | 0 | 0 | 0 | 0 | 0 | 0 | 0 | 0 | 0 | 0 | 0 | 0 | 0 | 0 | 0 | 0 | 0
1600001248 | EA | FITTING, 2â€³ X 1-1/2â€³, REDUCING BUSHING | ELECTRICAL | CONNECTORS | CONNECTORS | CENTRAL STORES | 0 | 0 | 0 | 0 | 0 | 0 | 0 | 0 | 0 | 0 | 0 | 0 | 0 | 0 | 0 | 0 | 0 | 0 | 0 | 0 | 0 | 0 | 0 | 0 | 0 | 0
1600001251 | EA | FITTING, 1/2â€³, BUSHING, PLASTIC | ELECTRICAL | CONNECTORS | CONNECTORS | CENTRAL STORES | 0 | 0 | 0 | 0 | 0 | 0 | 0 | 0 | 0 | 0 | 0 | 0 | 0 | 0 | 0 | 0 | 0 | 0 | 0 | 0 | 0 | 0 | 0 | 0 | 0 | 0
1600001252 | EA | FITTING, 3/4â€³, BUSHING, PLASTIC | ELECTRICAL | CONNECTORS | CONNECTORS | CENTRAL STORES | 0 | 0 | 0 | 0 | 0 | 0 | 0 | 0 | 0 | 0 | 0 | 0 | 0 | 0 | 0 | 0 | 0 | 0 | 0 | 0 | 0 | 0 | 0 | 0 | 0 | 0
1600001253 | EA | FITTING, 1â€³, BUSHING, PLASTIC | ELECTRICAL | CONNECTORS | CONNECTORS | CENTRAL STORES | 0 | 0 | 0 | 0 | 0 | 0 | 0 | 0 | 0 | 0 | 0 | 0 | 0 | 0 | 0 | 0 | 0 | 0 | 0 | 0 | 0 | 0 | 0 | 0 | 0 | 0
1600001254 | EA | FITTING, 1-1/4â€³, BUSHING, PLASTIC | ELECTRICAL | CONNECTORS | CONNECTORS | CENTRAL STORES | 0 | 0 | 0 | 0 | 0 | 0 | 0 | 0 | 0 | 0 | 0 | 0 | 0 | 0 | 0 | 0 | 0 | 0 | 0 | 0 | 0 | 0 | 0 | 0 | 0 | 0
1600001256 | EA | FITTING, 2â€³, BUSHING, PLASTIC | ELECTRICAL | CONNECTORS | CONNECTORS | CENTRAL STORES | 0 | 0 | 0 | 0 | 0 | 0 | 0 | 0 | 0 | 0 | 0 | 0 | 0 | 0 | 0 | 0 | 0 | 0 | 0 | 0 | 0 | 0 | 0 | 0 | 0 | 0
1600001259 | EA | FITTING, 1â€³ X 1/2â€³, REDUCING BUSHING, DIE CAST, ZINC | ELECTRICAL | CONNECTORS | CONNECTORS | CENTRAL STORES | 0 | 0 | 0 | 0 | 0 | 0 | 0 | 0 | 0 | 0 | 0 | 0 | 0 | 0 | 0 | 0 | 0 | 0 | 0 | 0 | 0 | 0 | 0 | 0 | 0 | 0
1600001260 | EA | FITTING, 1â€³ X 3/4â€³, REDUCING BUSHING, DIE CAST, ZINC | ELECTRICAL | CONNECTORS | CONNECTORS | CENTRAL STORES | 0 | 0 | 0 | 0 | 0 | 0 | 0 | 0 | 0 | 0 | 0 | 0 | 0 | 0 | 0 | 0 | 0 | 0 | 0 | 0 | 0 | 0 | 0 | 0 | 0 | 0
1600001265 | EA | CONNECTOR, 1/2â€³, SCREW STRAP TYPE, CABLE, (RACO #2711)*DEAD STOCK*WILL DISCONTINUE AFTER STOCK DEPLETED | ELECTRICAL | CONNECTORS | CONNECTORS | CENTRAL STORES | 0 | 0 | 0 | 0 | 0 | 0 | 0 | 0 | 0 | 0 | 0 | 0 | 0 | 0 | 0 | 0 | 0 | 0 | 0 | 0 | 0 | 0 | 0 | 0 | 0 | 0
1600001267 | EA | CLAMP, 3/8â€³, BEAM, MALLEABLE | FASTENERS | HARDWARE | HARDWARE | CENTRAL STORES | 0 | 0 | 0 | 0 | 0 | 0 | 0 | 0 | 0 | 0 | 0 | 0 | 0 | 0 | 0 | 0 | 0 | 0 | 0 | 0 | 0 | 0 | 0 | 0 | 0 | 0
1600001298 | FT | CONDUIT, 3/4â€³, LIQUID TITE, FLEX | ELECTRICAL | CONDUIT | CONDUIT | CENTRAL STORES | 0 | 0 | 0 | 0 | 0 | 0 | 0 | 0 | 0 | 0 | 0 | 0 | 0 | 0 | 0 | 0 | 0 | 0 | 0 | 0 | 0 | 0 | 0 | 0 | 0 | 0
1600001300 | FT | CONDUIT, 1/2â€³, FLEXIBLE, STEEL | ELECTRICAL | CONDUIT | CONDUIT | CENTRAL STORES | 0 | 0 | 0 | 0 | 0 | 0 | 0 | 0 | 0 | 10 | 0 | 0 | 0 | 0 | 0 | 0 | 0 | 0 | 0 | 0 | 0 | 0 | 0 | 0 | 0 | 0
1600001301 | FT | CONDUIT, 3/4â€³, FLEXIBLE, STEEL | ELECTRICAL | CONDUIT | CONDUIT | CENTRAL STORES | 0 | 0 | 0 | 0 | 0 | 0 | 0 | 0 | 0 | 0 | 0 | 0 | 0 | 0 | 0 | 0 | 0 | 0 | 0 | 0 | 0 | 0 | 0 | 0 | 0 | 0
1600001302 | EA | WIRE NUT, CONNECTOR, SCOTCHLOK, TYPE G -GREY | ELECTRICAL | WIRE NUTS | WIRE NUTS | CENTRAL STORES | 0 | 0 | 0 | 0 | 0 | 0 | 0 | 0 | 0 | 0 | 0 | 0 | 0 | 0 | 0 | 0 | 0 | 0 | 0 | 0 | 0 | 0 | 0 | 0 | 0 | 0
1600001313 | EA | CONNECTOR, 1/2â€³, EMT, STEEL, COMPRESSION | ELECTRICAL | CONNECTORS | CONNECTORS | CENTRAL STORES | 0 | 0 | 0 | 0 | 0 | 0 | 0 | 0 | 0 | 0 | 0 | 0 | 0 | 0 | 0 | 0 | 0 | 0 | 0 | 0 | 0 | 0 | 0 | 0 | 0 | 0
1600001314 | EA | CONNECTOR, 3/4â€³, EMT, STEEL, COMPRESSION | ELECTRICAL | CONNECTORS | CONNECTORS | CENTRAL STORES | 0 | 0 | 0 | 0 | 0 | 0 | 0 | 0 | 0 | 0 | 0 | 0 | 0 | 0 | 0 | 0 | 0 | 0 | 10 | 0 | 0 | 0 | 0 | 0 | 0 | 0
1600001318 | EA | CONNECTOR, 1/2â€³, FLEX, METAL, SQUARE | ELECTRICAL | CONNECTORS | CONNECTORS | CENTRAL STORES | 0 | 0 | 0 | 0 | 0 | 0 | 0 | 0 | 0 | 4 | 0 | 0 | 0 | 0 | 0 | 0 | 0 | 0 | 4 | 0 | 0 | 0 | 0 | 0 | 0 | 0
1600001320 | EA | CONNECTOR, 3/4'', FLEX, METAL, SQUARE, CONDUIT | ELECTRICAL | CONNECTORS | CONNECTORS | CENTRAL STORES | 0 | 0 | 0 | 0 | 0 | 0 | 0 | 0 | 0 | 0 | 0 | 0 | 0 | 0 | 0 | 0 | 0 | 0 | 0 | 0 | 0 | 0 | 0 | 0 | 0 | 0
1600001321 | EA | CONNECTOR, 3/8â€³, FLEXMETAL, 90 DEG, CONDUIT | ELECTRICAL | CONNECTORS | CONNECTORS | CENTRAL STORES | 0 | 0 | 0 | 0 | 0 | 0 | 0 | 0 | 0 | 0 | 0 | 0 | 0 | 0 | 0 | 0 | 0 | 0 | 0 | 0 | 0 | 0 | 0 | 0 | 0 | 0
1600001323 | EA | CONNECTOR, 3/4â€³, FLEXMETAL, 90 DEGREE, CONDUIT | ELECTRICAL | CONNECTORS | CONNECTORS | CENTRAL STORES | 0 | 0 | 0 | 0 | 0 | 0 | 2 | 0 | 0 | 0 | 0 | 0 | 48 | 0 | 0 | 0 | 0 | 0 | 0 | 0 | 0 | 0 | 0 | 0 | 0 | 0
1600001324 | EA | CONNECTOR, 1â€³, FLEX METAL, CONDUIT, SQUEEZE | ELECTRICAL | CONNECTORS | CONNECTORS | CENTRAL STORES | 0 | 0 | 0 | 0 | 0 | 0 | 0 | 0 | 0 | 0 | 0 | 0 | 0 | 0 | 0 | 0 | 0 | 0 | 0 | 0 | 0 | 0 | 0 | 0 | 0 | 0
1600001327 | EA | CONNECTOR, 3/4â€³, SCREW STRAP TYPE, CABLE | ELECTRICAL | CONNECTORS | CONNECTORS | CENTRAL STORES | 0 | 0 | 0 | 0 | 0 | 0 | 0 | 0 | 0 | 0 | 0 | 0 | 0 | 0 | 0 | 0 | 0 | 0 | 0 | 0 | 0 | 0 | 0 | 0 | 0 | 0
1600001328 | EA | CONNECTOR, 3/8â€³ ,SCREW TYPE, CABLE, ROMEX, INSULATED THROAT | ELECTRICAL | CONNECTORS | CONNECTORS | CENTRAL STORES | 0 | 0 | 0 | 0 | 0 | 0 | 0 | 0 | 0 | 0 | 0 | 0 | 0 | 0 | 0 | 0 | 0 | 0 | 0 | 0 | 0 | 0 | 0 | 0 | 0 | 0
1600001332 | EA | CONNECTOR, 1/2 INCH, LIQUID TIGHT, STRAIGHT, DIE CAST | ELECTRICAL | CONNECTORS | CONNECTORS | CENTRAL STORES | 0 | 0 | 0 | 0 | 0 | 0 | 0 | 0 | 0 | 0 | 0 | 0 | 0 | 0 | 0 | 0 | 0 | 0 | 0 | 0 | 0 | 0 | 0 | 0 | 0 | 0
1600001333 | EA | CONNECTOR, 1/2â€³, LIQUID TIGHT, 90 DEGREE, DIE CAST | ELECTRICAL | CONNECTORS | CONNECTORS | CENTRAL STORES | 0 | 0 | 0 | 0 | 0 | 0 | 0 | 0 | 0 | 0 | 0 | 0 | 0 | 0 | 0 | 0 | 0 | 0 | 0 | 0 | 0 | 0 | 0 | 0 | 0 | 0
1600001334 | EA | CONNECTOR, 3/4â€³, LIQUID TIGHT, STRAIGHT, DIE CAST | ELECTRICAL | CONNECTORS | CONNECTORS | CENTRAL STORES | 0 | 0 | 0 | 0 | 0 | 0 | 0 | 0 | 0 | 0 | 0 | 0 | 0 | 0 | 0 | 0 | 0 | 0 | 0 | 0 | 0 | 0 | 0 | 0 | 0 | 0
1600001335 | EA | CONNECTOR, 3/4â€³, LIQUID TIGHT, 90 DEGREE, DIE CAST | ELECTRICAL | CONNECTORS | CONNECTORS | CENTRAL STORES | 0 | 0 | 0 | 0 | 0 | 0 | 0 | 0 | 0 | 0 | 0 | 0 | 0 | 0 | 0 | 0 | 0 | 0 | 0 | 0 | 0 | 0 | 0 | 0 | 0 | 0
1600001336 | EA | CONNECTOR, 1â€³, LIQUID TIGHT, STRAIGHT, DIE CAST | ELECTRICAL | CONNECTORS | CONNECTORS | CENTRAL STORES | 0 | 0 | 0 | 0 | 0 | 0 | 0 | 0 | 0 | 0 | 0 | 0 | 0 | 0 | 0 | 0 | 0 | 0 | 0 | 0 | 0 | 0 | 0 | 0 | 0 | 0
1600001338 | EA | CONNECTOR, 1â€³, CARFLEX, 90 DEGREE | ELECTRICAL | CONNECTORS | CONNECTORS | CENTRAL STORES | 0 | 0 | 0 | 0 | 0 | 0 | 0 | 0 | 0 | 0 | 4 | 0 | 0 | 0 | 0 | 0 | 0 | 0 | 0 | 0 | 0 | 0 | 0 | 0 | 0 | 0
1600001340 | EA | CONNECTOR, 3/4â€³, 90 DEGREE ANGLE, STRAIN RELIEF | ELECTRICAL | CONNECTORS | CONNECTORS | CENTRAL STORES | 0 | 0 | 0 | 0 | 0 | 0 | 0 | 0 | 0 | 0 | 0 | 0 | 0 | 0 | 0 | 0 | 0 | 0 | 0 | 0 | 0 | 0 | 0 | 0 | 0 | 0
1600001341 | EA | CONNECTOR, 1/2â€³, 90 DEGREE, STRAIN RELIEF | ELECTRICAL | CONNECTORS | CONNECTORS | CENTRAL STORES | 0 | 0 | 0 | 0 | 0 | 0 | 0 | 0 | 0 | 0 | 0 | 0 | 0 | 0 | 0 | 0 | 0 | 0 | 0 | 0 | 0 | 0 | 0 | 0 | 0 | 0
1600001346 | EA | CONNECTOR, 3/4â€³, STRAIN RELIEF, RANGE 375-500 (CAT.#2532) | ELECTRICAL | CONNECTORS | CONNECTORS | CENTRAL STORES | 0 | 0 | 0 | 0 | 0 | 0 | 0 | 0 | 0 | 0 | 0 | 0 | 0 | 0 | 0 | 0 | 0 | 0 | 0 | 0 | 0 | 0 | 0 | 0 | 0 | 0
1600001353 | EA | CONNECTOR, 1â€³, CARFLEX, STRAIGHT | ELECTRICAL | CONNECTORS | CONNECTORS | CENTRAL STORES | 0 | 0 | 0 | 0 | 0 | 0 | 0 | 0 | 0 | 0 | 8 | 0 | 0 | 0 | 0 | 0 | 0 | 0 | 0 | 0 | 0 | 0 | 0 | 0 | 0 | 0
1600001355 | EA | WIRE NUT, CONNECTOR, LUBRICATED -ORANGE/BLUE (IDEAL #30-261) | ELECTRICAL | WIRE NUTS | WIRE NUTS | CENTRAL STORES | 0 | 0 | 0 | 0 | 0 | 0 | 0 | 0 | 0 | 0 | 0 | 0 | 0 | 0 | 0 | 0 | 0 | 0 | 0 | 0 | 0 | 0 | 0 | 0 | 0 | 0
1600001356 | EA | WIRE NUT, CONNECTOR, LUBRICATED, -RED/BLUE (IDEAL #30-262) | ELECTRICAL | WIRE NUTS | WIRE NUTS | CENTRAL STORES | 0 | 0 | 0 | 0 | 0 | 0 | 0 | 0 | 0 | 0 | 0 | 0 | 0 | 0 | 0 | 0 | 0 | 0 | 0 | 0 | 0 | 0 | 0 | 0 | 0 | 0
1600001357 | EA | WIRE NUT, CONNECTOR, LUBRICATED, -BLUE/DR. BLUE (IDEAL #30-263) | ELECTRICAL | WIRE NUTS | WIRE NUTS | CENTRAL STORES | 0 | 0 | 0 | 0 | 0 | 0 | 0 | 0 | 0 | 0 | 0 | 0 | 0 | 0 | 0 | 0 | 0 | 0 | 0 | 0 | 0 | 0 | 0 | 0 | 0 | 0
1600001359 | PK | WIRE NUT, CONNECTOR, SMALL -GRY | ELECTRICAL | WIRE NUTS | WIRE NUTS | CENTRAL STORES | 0 | 0 | 0 | 0 | 0 | 0 | 0 | 0 | 0 | 0 | 0 | 0 | 0 | 0 | 0 | 0 | 0 | 0 | 0 | 0 | 0 | 0 | 0 | 0 | 0 | 0
1600001360 | PK | WIRE NUT, CONNECTOR, (100 LOT BOX, 300V MAX), SMALL -BLUE (IDEAL #30-072) | ELECTRICAL | WIRE NUTS | WIRE NUTS | CENTRAL STORES | 0 | 0 | 0 | 0 | 2 | 2 | 20 | 0 | 10 | 0 | 0 | 0 | 0 | 0 | 0 | 0 | 0 | 0 | 0 | 2 | 0 | 0 | 0 | 0 | 0 | 0
1600001361 | PK | WIRE NUT, CONNECTOR, SMALL - ORANGE, (IDEAL # 30-073 - BOX OF 100) | ELECTRICAL | WIRE NUTS | WIRE NUTS | CENTRAL STORES | 0 | 0 | 0 | 0 | 2 | 2 | 10 | 0 | 10 | 0 | 0 | 0 | 0 | 0 | 0 | 5 | 0 | 0 | 6 | 2 | 0 | 0 | 0 | 0 | 0 | 0
1600001370 | EA | PUSH BUTTON STATION, FIRE ALARM, AB 80T-NX115, 30 MM, 800T PB (78118018479) | EMERGENCY | FIRE/SMOKE | FIRE/SMOKE | CENTRAL STORES | 0 | 0 | 0 | 0 | 0 | 0 | 0 | 0 | 0 | 0 | 0 | 0 | 0 | 0 | 0 | 0 | 0 | 0 | 0 | 0 | 0 | 2 | 0 | 0 | 0 | 0
1600001371 | EA | BREAK GLASS KIT, FIRE ALARM, AB 800T-S6M, 30MM, 800T PB (78118069134) | EMERGENCY | FIRE/SMOKE | FIRE/SMOKE | CENTRAL STORES | 0 | 0 | 0 | 0 | 0 | 0 | 0 | 0 | 0 | 0 | 0 | 0 | 0 | 0 | 0 | 0 | 0 | 0 | 0 | 0 | 0 | 1 | 0 | 0 | 0 | 0
1600001373 | EA | ARRESTER (SQD J92009A/SDSA3650) / ARRESTER (SQUARE D J92009A/SDSA3650) | ELECTRICAL | SWITCHES | SWITCHES | CENTRAL STORES | 0 | 0 | 0 | 0 | 0 | 0 | 1 | 0 | 0 | 0 | 0 | 0 | 0 | 0 | 0 | 0 | 0 | 0 | 0 | 0 | 0 | 0 | 0 | 0 | 0 | 0
1600001386 | EA | 4â€³ SQ.X1-1/2â€³ RAISE SNGL GNG P/R / 4â€³ SQ X 1-1/2â€³ RAISE SINGLE GANG P/R | TBD | TBD | TBD | CENTRAL STORES | 0 | 0 | 0 | 0 | 0 | 0 | 0 | 0 | 0 | 0 | 0 | 0 | 0 | 0 | 0 | 0 | 0 | 0 | 0 | 0 | 0 | 0 | 0 | 0 | 0 | 0
1600001400 | EA | DBL BELL OUTLET CVR (O/D) / DOUBLE BELL OUTLET COVER (OUTDOOR) 5148-0 | TBD | TBD | TBD | CENTRAL STORES | 0 | 0 | 0 | 0 | 0 | 0 | 0 | 0 | 0 | 0 | 0 | 0 | 0 | 0 | 0 | 0 | 0 | 0 | 0 | 0 | 0 | 0 | 0 | 0 | 0 | 0
1600001406 | EA | DOUBLE GANG W/P RCPTCL COVER / DOUBLE GANG WEATHERPROOF RECPTACLE COVER #1020C | TBD | TBD | TBD | CENTRAL STORES | 0 | 0 | 0 | 0 | 0 | 0 | 0 | 0 | 0 | 0 | 0 | 0 | 0 | 0 | 0 | 0 | 0 | 0 | 0 | 0 | 0 | 0 | 0 | 0 | 0 | 0
1600001407 | EA | GFCI 1GANG HRZNTL MT CVR -W/P / GFCI 1GANG HORTIZONTAL MOUNT COVER -WATERPROOF | TBD | TBD | TBD | CENTRAL STORES | 0 | 0 | 0 | 0 | 0 | 0 | 0 | 0 | 0 | 0 | 0 | 0 | 0 | 0 | 0 | 0 | 0 | 0 | 0 | 0 | 0 | 0 | 0 | 0 | 0 | 0
1600001429 | EA | COUPLING, 1/2â€³, EMT, STEEL COMPRESSION | ELECTRICAL | CONNECTORS | CONNECTORS | CENTRAL STORES | 0 | 0 | 0 | 0 | 0 | 0 | 0 | 0 | 0 | 0 | 0 | 0 | 0 | 0 | 0 | 0 | 0 | 0 | 0 | 0 | 0 | 0 | 0 | 0 | 0 | 0
1600001430 | EA | COUPLING, 3/4'', EMT, STEEL, COMPRESSION | ELECTRICAL | CONNECTORS | CONNECTORS | CENTRAL STORES | 0 | 0 | 0 | 0 | 0 | 0 | 0 | 0 | 0 | 0 | 0 | 0 | 0 | 0 | 0 | 0 | 0 | 0 | 10 | 0 | 0 | 0 | 0 | 0 | 0 | 0
1600001432 | EA | COUPLING, 1/2'', RIGID, GALVANIZED | ELECTRICAL | CONNECTORS | CONNECTORS | CENTRAL STORES | 0 | 0 | 0 | 0 | 0 | 0 | 0 | 0 | 0 | 0 | 40 | 0 | 0 | 0 | 0 | 0 | 0 | 0 | 0 | 0 | 0 | 0 | 0 | 0 | 0 | 0
1600001433 | EA | COUPLING, 3/4â€³, RIGID, GALVANIZED | ELECTRICAL | CONNECTORS | CONNECTORS | CENTRAL STORES | 0 | 0 | 0 | 0 | 22 | 0 | 0 | 0 | 0 | 0 | 0 | 0 | 0 | 0 | 0 | 0 | 0 | 0 | 0 | 0 | 0 | 0 | 0 | 0 | 0 | 0
1600001434 | EA | COUPLING, 1â€³, RIGID, GALV | ELECTRICAL | CONNECTORS | CONNECTORS | CENTRAL STORES | 0 | 0 | 0 | 0 | 0 | 0 | 0 | 0 | 0 | 50 | 0 | 0 | 0 | 0 | 0 | 0 | 0 | 0 | 0 | 0 | 0 | 0 | 0 | 0 | 0 | 0
1600001439 | EA | COUPLING, 1-1/2â€³, EMT, DIE CAST, COMPRESSION | ELECTRICAL | CONNECTORS | CONNECTORS | CENTRAL STORES | 0 | 0 | 0 | 0 | 0 | 0 | 0 | 0 | 0 | 0 | 0 | 0 | 0 | 0 | 0 | 0 | 0 | 0 | 0 | 0 | 0 | 0 | 0 | 0 | 0 | 0
1600001448 | EA | COUPLING, 3/4â€³, EMT, COMPRESSION, RAINTIGHT | ELECTRICAL | CONNECTORS | CONNECTORS | CENTRAL STORES | 0 | 0 | 0 | 0 | 0 | 0 | 0 | 0 | 0 | 0 | 0 | 0 | 0 | 0 | 0 | 0 | 0 | 0 | 0 | 0 | 0 | 0 | 0 | 0 | 0 | 0
1600001449 | EA | COUPLING, 1-1/4â€³, EMT, COMPRESSION, CONCRETE TIGHT, #TK-214 | ELECTRICAL | CONNECTORS | CONNECTORS | CENTRAL STORES | 0 | 0 | 0 | 0 | 0 | 0 | 0 | 0 | 0 | 0 | 0 | 0 | 0 | 0 | 0 | 0 | 0 | 0 | 0 | 0 | 0 | 0 | 0 | 0 | 0 | 0
1600001452 | EA | LED EXIT SIGN 120/277/M6 BATTERY BACKUP (LITHONIA # LQM-S-W-3-R ELN) | SAFETY | IDENTIFICATION | IDENTIFICATION | CENTRAL STORES | 0 | 0 | 0 | 0 | 0 | 4 | 0 | 0 | 0 | 0 | 0 | 0 | 0 | 0 | 0 | 0 | 0 | 0 | 0 | 0 | 0 | 0 | 0 | 0 | 0 | 0
1600001456 | EA | 3/4â€³ PULLING ELBOW W/CVR-GSKT / 3/4â€³ PULLING ELBOW W/CVR-GSKT | TBD | TBD | TBD | CENTRAL STORES | 0 | 0 | 0 | 0 | 0 | 0 | 0 | 0 | 0 | 0 | 0 | 0 | 0 | 0 | 0 | 0 | 0 | 0 | 0 | 0 | 0 | 0 | 0 | 0 | 0 | 0
1600001459 | EA | 1/2â€³ CONDULET MALLEABLE IRON / 1/2â€³ CONDULET MALLEABLE IRON | TBD | TBD | TBD | CENTRAL STORES | 0 | 0 | 0 | 0 | 0 | 0 | 0 | 0 | 0 | 0 | 0 | 0 | 0 | 0 | 0 | 0 | 0 | 0 | 0 | 0 | 0 | 0 | 0 | 0 | 0 | 0
1600001468 | EA | FIXTURE, 678 FAN/LIGHT COMBO | LIGHTING | INDOOR FIXTURES | INDOOR FIXTURES | CENTRAL STORES | 0 | 0 | 0 | 0 | 0 | 0 | 0 | 0 | 0 | 0 | 0 | 0 | 0 | 0 | 0 | 0 | 0 | 0 | 0 | 0 | 0 | 0 | 0 | 0 | 0 | 0
1600001483 | EA | FIXTURE, LED, CREE, CR24, 2'X4', ARCHITECTURAL LED TROFFER | LIGHTING | INDOOR FIXTURES | INDOOR FIXTURES | CENTRAL STORES | 0 | 0 | 0 | 0 | 0 | 0 | 0 | 0 | 0 | 0 | 0 | 0 | 0 | 0 | 0 | 0 | 0 | 0 | 0 | 0 | 0 | 0 | 0 | 0 | 0 | 0
1600001525 | EA | FUSE, 5A/600V, CLASS-CC, FAST-ACTING, (SHAWMUT #KTK-R5) OR ATK5 OR EQUIVALENT. MAINLY USED FOR 480 VOLT STREET LIGHT/PARKING LOT LIGHT FUSES. | ELECTRICAL | FUSES | FUSES | CENTRAL STORES | 0 | 0 | 0 | 0 | 1 | 0 | 0 | 0 | 0 | 0 | 0 | 0 | 0 | 0 | 0 | 0 | 40 | 0 | 0 | 0 | 0 | 0 | 0 | 0 | 0 | 0
1600001571 | EA | LAMP, METAL ARC, 250W, CLEAR MOGUL BASE (SYLVANIA # 64474-0) | LIGHTING | LAMPS | LAMPS | CENTRAL STORES | 0 | 0 | 0 | 0 | 0 | 0 | 0 | 0 | 0 | 0 | 18 | 0 | 0 | 24 | 0 | 0 | 0 | 0 | 0 | 0 | 0 | 0 | 0 | 0 | 0 | 0
1600001572 | EA | LAMP, HALOGEN, 36W/12V, PAR36, (SYLVANIA 55091) 36CAP/WFL, CLEAR | LIGHTING | LAMPS | LAMPS | CENTRAL STORES | 0 | 0 | 0 | 0 | 0 | 0 | 0 | 0 | 0 | 0 | 0 | 0 | 0 | 0 | 0 | 0 | 0 | 0 | 0 | 0 | 0 | 0 | 0 | 0 | 0 | 0
1600001573 | EA | LAMP, INCANDESCENT, 15W/130V, CLEAR (SCOREBOARD LIGHTS) | LIGHTING | LAMPS | LAMPS | CENTRAL STORES | 0 | 0 | 0 | 0 | 0 | 0 | 0 | 0 | 0 | 0 | 0 | 0 | 0 | 0 | 0 | 0 | 0 | 0 | 0 | 0 | 0 | 0 | 0 | 0 | 0 | 0
1600001585 | EA | LAMP, HALOGEN, 75W/120V, (PAR30L, SPOT, 75PAR30L/HAL/SP16) PHILLIPS #22934 | LIGHTING | LAMPS | LAMPS | CENTRAL STORES | 0 | 0 | 0 | 0 | 0 | 0 | 0 | 0 | 0 | 0 | 0 | 0 | 0 | 0 | 0 | 0 | 0 | 0 | 0 | 0 | 0 | 0 | 0 | 0 | 0 | 0
1600001589 | EA | LAMP, DIMMABLE LED, PAR20 7W, FLOOD/SPOT, MED (MAXLITE #7P20WD27FL) | LIGHTING | LAMPS | LAMPS | CENTRAL STORES | 0 | 0 | 0 | 0 | 0 | 0 | 6 | 0 | 0 | 0 | 0 | 0 | 0 | 40 | 4 | 3 | 0 | 0 | 0 | 0 | 0 | 0 | 0 | 0 | 0 | 0
1600001591 | EA | BULB, LED, MR16, 7W 2400LM 4000K, DIMMABLE | LIGHTING | LED | LED | CENTRAL STORES | 0 | 0 | 0 | 0 | 0 | 0 | 20 | 0 | 0 | 0 | 0 | 0 | 0 | 0 | 0 | 0 | 0 | 0 | 0 | 0 | 0 | 0 | 0 | 0 | 0 | 0
1600001593 | EA | LAMP, INCANDESCENT, 75W/130V, RED, REFLECTOR, FLOOD, B30 | LIGHTING | LAMPS | LAMPS | CENTRAL STORES | 0 | 0 | 0 | 0 | 0 | 0 | 0 | 0 | 0 | 0 | 0 | 0 | 0 | 0 | 0 | 0 | 0 | 0 | 0 | 0 | 0 | 0 | 0 | 0 | 0 | 0
1600001600 | EA | LAMP, REFLECTOR, 15W/12V, FOR ELEVATOR (15R-14SC/SP/12V) | LIGHTING | LAMPS | LAMPS | CENTRAL STORES | 0 | 0 | 0 | 0 | 0 | 0 | 0 | 0 | 0 | 0 | 0 | 0 | 30 | 0 | 0 | 6 | 0 | 0 | 0 | 0 | 0 | 0 | 0 | 0 | 0 | 0
1600001608 | CS | LAMP, FLUORESCENT, 15W (T8) 18â€³ LONG (24/CASE) (ONLY ISSUED BY THE CASE) | LIGHTING | LAMPS | LAMPS | CENTRAL STORES | 0 | 0 | 0 | 0 | 0 | 0 | 0 | 0 | 0 | 0 | 0 | 0 | 0 | 0 | 0 | 0 | 0 | 0 | 0 | 0 | 0 | 0 | 0 | 0 | 0 | 0
1600001617 | EA | LAMP, FLUORESCENT, COMPACT, 40W, (4 PIN) TWIN (10/CS), (PHILLIPS)# PL-L 40W/35/RS 2G11 | LIGHTING | LAMPS | LAMPS | CENTRAL STORES | 0 | 0 | 0 | 0 | 0 | 0 | 0 | 52 | 0 | 0 | 0 | 30 | 0 | 0 | 0 | 10 | 0 | 0 | 0 | 0 | 0 | 0 | 0 | 0 | 0 | 0
1600001618 | EA | LAMP, FLUORESCENT, COMPACT, 36W 4P, PHILLIPS #(PL-L 36W/41/4P 2G11) | LIGHTING | LAMPS | LAMPS | CENTRAL STORES | 0 | 0 | 0 | 0 | 0 | 0 | 15 | 0 | 0 | 0 | 0 | 0 | 0 | 0 | 0 | 0 | 0 | 0 | 0 | 0 | 0 | 0 | 0 | 0 | 0 | 0
1600001621 | EA | LAMP, FLUORESCENT, COMPACT, 5W, 2PIN, TWIN (SYLVANIA 20325-0) | LIGHTING | LAMPS | LAMPS | CENTRAL STORES | 0 | 0 | 0 | 0 | 0 | 0 | 21 | 0 | 0 | 0 | 0 | 0 | 9 | 0 | 0 | 2 | 0 | 0 | 0 | 0 | 0 | 0 | 0 | 0 | 0 | 0
1600001623 | EA | LAMP, FLUORESCENT, COMPACT, 9W, 2 PIN, TWIN (SYLVANIA 20401-4) | LIGHTING | LAMPS | LAMPS | CENTRAL STORES | 0 | 0 | 0 | 0 | 0 | 0 | 10 | 0 | 0 | 0 | 0 | 0 | 0 | 0 | 0 | 0 | 0 | 0 | 0 | 0 | 0 | 0 | 0 | 0 | 0 | 0
1600001625 | EA | LAMP, FLUORESCENT, COMPACT, 13W, 2 PIN, TWIN (GE#F13BX/SPX41) F13BX/840 | LIGHTING | LAMPS | LAMPS | CENTRAL STORES | 0 | 0 | 0 | 50 | 0 | 0 | 35 | 0 | 0 | 0 | 0 | 0 | 0 | 0 | 0 | 0 | 0 | 0 | 0 | 0 | 0 | 4 | 0 | 0 | 0 | 0
1600001630 | EA | LAMP, FLUORESCENT, COMPACT, 15W, TRIPLE, MINI, BI AXLE, CANDLE BASE | LIGHTING | LAMPS | LAMPS | CENTRAL STORES | 0 | 0 | 0 | 0 | 0 | 0 | 0 | 0 | 0 | 0 | 0 | 0 | 0 | 0 | 0 | 0 | 0 | 0 | 0 | 0 | 0 | 0 | 0 | 0 | 0 | 0
1600001631 | EA | LAMP, FLUORESCENT, COMPACT, 18W, 4 PIN, TWIN, #PL-L18W/841/4P | LIGHTING | LAMPS | LAMPS | CENTRAL STORES | 0 | 0 | 0 | 0 | 0 | 0 | 14 | 0 | 0 | 0 | 0 | 6 | 0 | 0 | 0 | 15 | 0 | 0 | 0 | 0 | 0 | 0 | 0 | 0 | 0 | 0
1600001632 | EA | LAMP, FLUORESCENT,COMPACT, 26W, (4PIN), TRI-AX, (PHILIPS #PL-T 26W/41/4P) | LIGHTING | LAMPS | LAMPS | CENTRAL STORES | 0 | 0 | 0 | 0 | 0 | 0 | 67 | 0 | 0 | 0 | 0 | 0 | 0 | 100 | 0 | 0 | 0 | 0 | 0 | 0 | 0 | 0 | 0 | 0 | 0 | 0
1600001635 | EA | LAMP, FLUORESCENT, COMPACT, 26W, QUAD, 2 PIN (PHILLIPS #PLC26W/41/ALTO) | LIGHTING | LAMPS | LAMPS | CENTRAL STORES | 0 | 0 | 0 | 0 | 0 | 0 | 48 | 0 | 0 | 0 | 0 | 7 | 0 | 0 | 0 | 0 | 0 | 0 | 0 | 0 | 0 | 4 | 0 | 0 | 0 | 0
1600001637 | EA | LAMP, FLUORESCENT, COMPACT, 18W, 4 PIN, G24Q-2 BASE (PHILLIPS PLC18W/41/4P/ALTO) | LIGHTING | LAMPS | LAMPS | CENTRAL STORES | 0 | 0 | 0 | 0 | 0 | 0 | 20 | 10 | 0 | 100 | 0 | 0 | 0 | 50 | 0 | 0 | 0 | 0 | 0 | 0 | 0 | 0 | 0 | 0 | 0 | 0
1600001642 | EA | LAMP, INCANDESCENT, 25W/120V D/G, BULB, DECORATIVE GLOBE, CLEAR, BASE CANDLELABRA, (BC25G16.5C/CL/LL/120V)â€³ | LIGHTING | LAMPS | LAMPS | CENTRAL STORES | 0 | 0 | 0 | 0 | 0 | 0 | 0 | 0 | 0 | 0 | 0 | 0 | 0 | 0 | 0 | 0 | 0 | 0 | 0 | 0 | 0 | 0 | 0 | 0 | 0 | 0
1600001643 | EA | LAMP, INCANDESCENT, 40W/120V, INCANDESCENT, CLEAR, DECORATIVE/GLOBE, MEDIUM BASE, 40G25/L | LIGHTING | LAMPS | LAMPS | CENTRAL STORES | 0 | 0 | 0 | 0 | 0 | 0 | 0 | 0 | 0 | 0 | 0 | 0 | 0 | 0 | 0 | 0 | 0 | 0 | 0 | 0 | 0 | 0 | 0 | 0 | 0 | 0
1600001655 | EA | LAMP, FLUORESCENT, 13W (T5), 21â€³LONG (GRAINGER #2V806) COOL WHITE | LIGHTING | LAMPS | LAMPS | CENTRAL STORES | 0 | 0 | 0 | 0 | 0 | 0 | 50 | 0 | 0 | 0 | 0 | 0 | 0 | 0 | 0 | 24 | 0 | 0 | 0 | 0 | 0 | 0 | 0 | 0 | 0 | 0
1600001656 | CS | LAMP, FLUORESCENT F17T8/TL841 ALTO17W, T8, 24 INCHES LONG (30/CS) (ONLY ISSUE BY THE CASE) | LIGHTING | LAMPS | LAMPS | CENTRAL STORES | 0 | 0 | 0 | 4 | 0 | 0 | 7 | 4 | 4 | 3 | 0 | 0 | 0 | 0 | 0 | 5 | 0 | 0 | 1 | 0 | 4 | 14 | 0 | 0 | 0 | 0
1600001657 | EA | LAMP,METAL HALIDE, 50W, COATED MEDIUM (SYLVANIA 67503-1) | LIGHTING | LAMPS | LAMPS | CENTRAL STORES | 0 | 0 | 0 | 0 | 0 | 0 | 0 | 0 | 0 | 0 | 0 | 0 | 0 | 0 | 0 | 0 | 0 | 0 | 0 | 0 | 0 | 0 | 0 | 0 | 0 | 0
2300001013 | EA | ANCHOR, 3/16â€³, PLASTIC, #6-8 X 3/4â€³, #6 RED, (3/16â€³ DRILL SIZE) | FASTENERS | BOLTS | BOLTS | CENTRAL STORES | 0 | 0 | 0 | 0 | 0 | 0 | 0 | 0 | 0 | 0 | 0 | 0 | 0 | 0 | 0 | 0 | 0 | 0 | 141 | 0 | 0 | 0 | 0 | 0 | 0 | 0
2300001016 | EA | ANCHOR, 1/4â€³, #10-12 X 1â€³, BLUE, PLASTIC (1/4â€³ DRILL SIZE) | FASTENERS | ANCHORS | ANCHORS | CENTRAL STORES | 0 | 0 | 0 | 0 | 0 | 0 | 0 | 0 | 0 | 0 | 0 | 0 | 0 | 0 | 0 | 0 | 0 | 0 | 35 | 0 | 0 | 0 | 0 | 0 | 0 | 0
0100001167 | EA | DRAIN OPENER, NON FUMING DRAIN OPENER 1 QUART SIZE-(RATINGS: H:3/F:0/R:2/PP:B) | PLUMBING | TREATMENT | TREATMENT | NULL | NULL | NULL | NULL | 0 | 0 | 0 | 0 | 0 | 0 | 0 | 0 | 0 | 0 | 0 | 0 | 0 | 0 | 0 | 0 | 0 | 0 | 0 | 0 | 0 | 0 | 0
0100001471 | EA | FLAGGING TAPE. STANDARD (LIME) | HAND TOOLS | MARKING TOOLS | MARKING TOOLS | NULL | NULL | NULL | NULL | 0 | 0 | 0 | 0 | 0 | 0 | 0 | 0 | 0 | 0 | 0 | 0 | 0 | 0 | 0 | 0 | 0 | 0 | 0 | 0 | 0 | 0 | 0
0100001472 | EA | FLAGGING TAPE, STANDARD (YELLOW) | HAND TOOLS | MARKING TOOLS | MARKING TOOLS | NULL | NULL | NULL | NULL | 0 | 0 | 0 | 0 | 0 | 0 | 0 | 0 | 0 | 0 | 0 | 0 | 0 | 0 | 0 | 0 | 0 | 0 | 0 | 0 | 0 | 0 | 0
0100001473 | EA | FLAGGING TAPE, STANDARD (ORANGE) | HAND TOOLS | MARKING TOOLS | MARKING TOOLS | NULL | NULL | NULL | NULL | 0 | 0 | 0 | 0 | 0 | 0 | 0 | 0 | 0 | 0 | 0 | 0 | 0 | 0 | 0 | 0 | 0 | 0 | 0 | 0 | 0 | 0 | 0
0500001063 | EA | BOLT, 1/4â€³-28 X 2-1/4â€³, HEX HEAD, GRADE 5 (SAE) | FASTENERS | BOLTS | BOLTS | NULL | NULL | NULL | NULL | 0 | 0 | 0 | 0 | 0 | 0 | 0 | 0 | 0 | 0 | 0 | 0 | 0 | 0 | 0 | 0 | 0 | 0 | 0 | 0 | 0 | 0 | 0
0500001436 | EA | SCREWS, TECH, 10-16X3/4â€³ | FASTENERS | SCREWS | SCREWS | NULL | NULL | NULL | NULL | 0 | 0 | 0 | 0 | 0 | 0 | 0 | 0 | 0 | 0 | 0 | 0 | 0 | 0 | 0 | 0 | 0 | 0 | 0 | 0 | 0 | 0 | 0
0500001929 | EA | SCREW, SELF TAPPING 1/4 INCH X 3/4 INCH HEX HEAD TEK SCREW WITH RUBBER | FASTENERS | SCREWS | SCREWS | NULL | NULL | NULL | NULL | 0 | 0 | 0 | 0 | 0 | 0 | 0 | 0 | 0 | 0 | 0 | 0 | 0 | 0 | 0 | 0 | 0 | 0 | 0 | 0 | 0 | 0 | 0
0790001007 | GAL | SEALANT, DUCT, 1GAL | ADHESIVES | GASKET SEALANTS | GASKET SEALANTS | NULL | NULL | NULL | NULL | 0 | 0 | 0 | 0 | 0 | 0 | 0 | 0 | 0 | 0 | 0 | 0 | 0 | 0 | 0 | 0 | 0 | 0 | 0 | 0 | 0 | 0 | 0
0870001012 | EA | DOOR OPERATOR; ADA TOUCHLESS SINGLE RELAY KIT | HARDWARE | DOOR HARDWARE | DOOR HARDWARE | NULL | NULL | NULL | NULL | 0 | 0 | 0 | 0 | 0 | 0 | 0 | 0 | 0 | 0 | 0 | 0 | 0 | 0 | 0 | 0 | 0 | 0 | 0 | 0 | 0 | 0 | 0
0870001013 | EA | DOOR OPERATOR; ADA TOUCHLESS DUAL RELAY KIT | HARDWARE | DOOR HARDWARE | DOOR HARDWARE | NULL | NULL | NULL | NULL | 0 | 0 | 0 | 0 | 0 | 0 | 0 | 0 | 0 | 0 | 0 | 0 | 0 | 0 | 0 | 0 | 0 | 0 | 0 | 0 | 0 | 0 | 0
1501001286 | EA | BELT, 3VX-670 | HVAC | BELTS | BELTS | CENTRAL STORES | 0 | NULL | NULL | 0 | 0 | 0 | 0 | 0 | 0 | 0 | 0 | 0 | 0 | 0 | 0 | 0 | 0 | 0 | 0 | 0 | 0 | 0 | 0 | 0 | 0 | 0
1501001340 | EA | BELT, AX-18, AX18 (COG TYPE) | HVAC | BELTS | BELTS | CENTRAL STORES | 0 | NULL | NULL | 0 | 0 | 0 | 0 | 0 | 0 | 0 | 0 | 0 | 0 | 0 | 0 | 0 | 0 | 0 | 0 | 0 | 0 | 0 | 0 | 0 | 0 | 0
1501001357 | EA | BELT, #AX-45, AX45 (COG TYPE) | HVAC | BELTS | BELTS | CENTRAL STORES | 0 | NULL | NULL | 0 | 0 | 3 | 5 | 1 | 1 | 5 | 4 | 1 | 4 | 1 | 0 | 5 | 0 | 0 | 0 | 0 | 0 | 0 | 0 | 0 | 0 | 0
1501001361 | EA | BELT, #AX-54, AX54 (COG TYPE) | HVAC | BELTS | BELTS | CENTRAL STORES | 0 | NULL | NULL | 0 | 0 | 0 | 0 | 0 | 0 | 0 | 0 | 0 | 0 | 0 | 0 | 0 | 0 | 0 | 0 | 0 | 0 | 0 | 0 | 0 | 0 | 0
1501001445 | EA | BELT, BX-99 , COGGED V-BELT, 102IN OUTSIDE, 21/32 IN TOP WIDTH | HVAC | BELTS | BELTS | CENTRAL STORES | 0 | NULL | NULL | 0 | 0 | 0 | 0 | 0 | 0 | 0 | 0 | 0 | 0 | 0 | 0 | 0 | 0 | 0 | 0 | 0 | 0 | 0 | 0 | 0 | 0 | 0
1501001495 | EA | BELT , #AX-52, AX52 (COG TYPE) | HVAC | BELTS | BELTS | CENTRAL STORES | 0 | NULL | NULL | 0 | 0 | 0 | 0 | 0 | 0 | 0 | 0 | 0 | 0 | 0 | 0 | 0 | 0 | 0 | 0 | 0 | 0 | 0 | 0 | 0 | 0 | 0
1501001585 | EA | MOTOR, BLOWER, 1/2 HP, HOUSING, 0131M00501S, S81-833 | HVAC | BLOWERS | BLOWERS | NULL | NULL | NULL | NULL | 0 | 0 | 0 | 0 | 0 | 0 | 0 | 0 | 0 | 0 | 0 | 0 | 0 | 0 | 0 | 0 | 0 | 0 | 0 | 0 | 0 | 0 | 0
1501001757 | EA | TRANSFORMER, 75VA, 240/480V TO 120/240 | HVAC | TRANSFORMERS | TRANSFORMERS | NULL | NULL | NULL | NULL | 0 | 0 | 0 | 0 | 0 | 0 | 0 | 0 | 0 | 0 | 0 | 0 | 0 | 0 | 0 | 0 | 0 | 0 | 0 | 0 | 0 | 0 | 0
1501001832 | EA | MOTOR, 48 FRAME, 1/2-1/6HP, 1075RPM, 208-230V | HYDRAULICS | MOTORS | MOTORS | NULL | NULL | NULL | NULL | 0 | 0 | 0 | 0 | 0 | 0 | 0 | 0 | 0 | 0 | 0 | 0 | 0 | 0 | 0 | 0 | 0 | 0 | 0 | 0 | 0 | 0 | 0
1501001859 | EA | FAN, 2-BLADE, 13.65 DIAMETER, 30 DEGREE, 0.50 BORE, CCW | HVAC | FANS | FANS | NULL | NULL | NULL | NULL | 0 | 0 | 0 | 0 | 0 | 0 | 0 | 0 | 0 | 0 | 0 | 0 | 0 | 0 | 0 | 0 | 0 | 0 | 0 | 0 | 0 | 0 | 0
1501002088 | EA | PUMP, GRINDER, 1HP 115V 20 AMPS CORDED CAST IRON AUTOMATIC SWITCH | PUMPS | SUMP PUMPS | SUMP PUMPS | NULL | NULL | NULL | NULL | 0 | 0 | 0 | 0 | 0 | 0 | 0 | 0 | 0 | 0 | 0 | 0 | 0 | 0 | 0 | 0 | 0 | 0 | 0 | 0 | 0 | 0 | 0
1501002243 | EA | FILTER, 20 X 25 X 4, 30/30, DUAL 9, HIGH-CAPACITY, MERV 9, (20X25X4) | HVAC | FILTERS | FILTERS | CENTRAL STORES | 0 | NULL | NULL | 0 | 0 | 0 | 0 | 0 | 0 | 0 | 0 | 0 | 0 | 0 | 0 | 0 | 0 | 0 | 0 | 0 | 0 | 0 | 0 | 0 | 0 | 0
1501003023 | EA | FILTER, 19 1/2 X 24 1/2 X 2 (19.50X24.50X2), PLEATED MDL 40 HI-CAP MERV 10 | HVAC | FILTERS | FILTERS | NULL | NULL | NULL | NULL | 0 | 0 | 0 | 0 | 0 | 0 | 0 | 0 | 0 | 0 | 0 | 0 | 0 | 0 | 0 | 0 | 0 | 0 | 0 | 0 | 0 | 0 | 0
1501003033 | EA | P-TRAP, 3/4â€³, PVC | PLUMBING | FITTINGS | FITTINGS | NULL | NULL | NULL | NULL | 0 | 0 | 0 | 0 | 0 | 0 | 0 | 0 | 0 | 0 | 0 | 0 | 0 | 0 | 0 | 0 | 0 | 0 | 0 | 0 | 0 | 0 | 0
1501003034 | EA | SWITCH, OVER FLOW (UNIT) | HVAC | SENSORS | SENSORS | NULL | NULL | NULL | NULL | 0 | 0 | 0 | 0 | 0 | 0 | 0 | 0 | 0 | 0 | 0 | 0 | 0 | 0 | 0 | 0 | 0 | 0 | 0 | 0 | 0 | 0 | 0
1501003035 | EA | SWITCH, OVER FLOW (PAN) | HVAC | SENSORS | SENSORS | NULL | NULL | NULL | NULL | 0 | 0 | 0 | 0 | 0 | 0 | 0 | 0 | 0 | 0 | 0 | 0 | 0 | 0 | 0 | 0 | 0 | 0 | 0 | 0 | 0 | 0 | 0
1501003044 | EA | FILTER, 22 X 43 X 4, 30/30, DUAL 9, HIGH-CAPACITY, MERV 9, (22X43X4) | HVAC | FILTERS | FILTERS | CENTRAL STORES | 0 | NULL | NULL | 0 | 0 | 0 | 0 | 0 | 0 | 0 | 0 | 0 | 0 | 0 | 0 | 0 | 0 | 0 | 0 | 0 | 0 | 0 | 0 | 0 | 0 | 0
1501003048 | EA | HUMIDIFIER STEAM CYLINDER, 204 CYLINDER, 5-10LBS/HR, 440-600V/1PH | HVAC | THERMOSTATS | THERMOSTATS | CENTRAL STORES | 0 | NULL | NULL | 0 | 0 | 0 | 0 | 0 | 0 | 0 | 0 | 0 | 0 | 0 | 0 | 0 | 0 | 0 | 0 | 0 | 0 | 0 | 0 | 0 | 0 | 0
1501003080 | EA | VFD, 10HP, 480V, ACH580-VCR-014A-4+F267 / R2 | HVAC | VSD-VFD | VSD-VFD | CRIT SPARES FO | 0 | NULL | NULL | 0 | 0 | 0 | 0 | 0 | 0 | 0 | 0 | 0 | 0 | 0 | 0 | 0 | 0 | 0 | 0 | 0 | 0 | 0 | 0 | 0 | 0 | 0
1501003081 | EA | VFD, 15HP, 480V, ACH580-VCR-023A-4+F267 / R2 | HVAC | VSD-VFD | VSD-VFD | CRIT SPARES FO | 0 | NULL | NULL | 0 | 0 | 0 | 0 | 0 | 0 | 0 | 0 | 0 | 0 | 0 | 0 | 0 | 0 | 0 | 0 | 0 | 0 | 0 | 0 | 0 | 0 | 0
1501003082 | EA | VFD, 20HP, 480V, ACH580-VCR-027A-4+F267 / R3 | HVAC | VSD-VFD | VSD-VFD | CRIT SPARES FO | 0 | NULL | NULL | 0 | 0 | 0 | 0 | 0 | 0 | 0 | 1 | 0 | 0 | 0 | 0 | 0 | 0 | 0 | 0 | 0 | 0 | 0 | 0 | 0 | 0 | 0
1501003083 | EA | VFD, 25HP, 480V, ACH580-VCR-034A-4+F267 / R1 | HVAC | VSD-VFD | VSD-VFD | CRIT SPARES FO | 0 | NULL | NULL | 0 | 0 | 0 | 0 | 0 | 0 | 0 | 0 | 0 | 0 | 0 | 0 | 0 | 0 | 0 | 0 | 0 | 0 | 0 | 0 | 0 | 0 | 0
1501003084 | EA | VFD, 30HP, 480V, ACH580-VCR-044A-4+F267 / R3 | HVAC | VSD-VFD | VSD-VFD | CRIT SPARES FO | 0 | NULL | NULL | 0 | 0 | 0 | 0 | 0 | 0 | 0 | 0 | 0 | 0 | 0 | 0 | 0 | 0 | 0 | 0 | 0 | 0 | 0 | 0 | 0 | 0 | 0
1504003087 | EA | VFD, 40HP, 480V, NEMA-1, ACH580-VCR-052A-4+F267USED IN:B0093 R0402A AIR HANDLING UNIT, BELT-DRIVE, AHU-4-1 | CRITICAL ITEM | HVAC | VFD | CRIT SPARES FO | 0 | NULL | NULL | 0 | 0 | 0 | 0 | 0 | 0 | 0 | 0 | 0 | 0 | 0 | 0 | 0 | 0 | 0 | 0 | 0 | 0 | 0 | 0 | 0 | 0 | 0
1540001301 | EA | DIAPHRAGM, SLOAN, FLUSH VALVE REPAIR, FOR ROYAL & REGAL CLOSET OR URINAL (HD SUPPLY & 583750) - FOR TOWERS | PLUMBING | REPAIR KITS | REPAIR KITS | NULL | NULL | NULL | NULL | 0 | 0 | 0 | 0 | 0 | 0 | 0 | 0 | 0 | 0 | 0 | 0 | 0 | 0 | 0 | 0 | 0 | 0 | 0 | 0 | 0 | 0 | 0
1540003004 | EA | GFCI, 40 AMP KIT, GFI-39-47, LG2-40-240-3/3-A-N-CB | CRITICAL ITEM | PLUMBING | PLUMBING | NULL | NULL | NULL | NULL | 0 | 0 | 0 | 0 | 0 | 0 | 0 | 0 | 0 | 0 | 0 | 0 | 0 | 0 | 0 | 0 | 0 | 0 | 0 | 0 | 0 | 0 | 0
1540003005 | EA | VFD, 1HP, 230VAC, VFD-1, FR-F820-00077-3-N6 | CRITICAL ITEM | PLUMBING | PLUMBING | NULL | NULL | NULL | NULL | 0 | 0 | 0 | 0 | 0 | 0 | 0 | 0 | 0 | 0 | 0 | 0 | 0 | 0 | 0 | 0 | 0 | 0 | 0 | 0 | 0 | 0 | 0
1540003006 | EA | VFD, 5HP, 230VAC, VFD 33-38, FR-F850-00250-3-N6 | CRITICAL ITEM | PLUMBING | PLUMBING | NULL | NULL | NULL | NULL | 0 | 0 | 0 | 0 | 0 | 0 | 0 | 0 | 0 | 0 | 0 | 0 | 0 | 0 | 0 | 0 | 0 | 0 | 0 | 0 | 0 | 0 | 0
1540003007 | EA | VFD, 7.5HP, 230VAC, VFD-39, FR-F820-00340-3-N6 | CRITICAL ITEM | PLUMBING | PLUMBING | NULL | NULL | NULL | NULL | 0 | 0 | 0 | 0 | 0 | 0 | 0 | 0 | 0 | 0 | 0 | 0 | 0 | 0 | 0 | 0 | 0 | 0 | 0 | 0 | 0 | 0 | 0
1540003008 | EA | ETHERNET CARDS, VFD, ETH 1-47, A8NETH-2P | CRITICAL ITEM | PLUMBING | PLUMBING | NULL | NULL | NULL | NULL | 0 | 0 | 0 | 0 | 0 | 0 | 0 | 0 | 0 | 0 | 0 | 0 | 0 | 0 | 0 | 0 | 0 | 0 | 0 | 0 | 0 | 0 | 0
1540003009 | EA | CIRCUIT BREAKER PROTECTION, BRANCH, CB 1-32, FAZ-B15/3-NA | CRITICAL ITEM | PLUMBING | PLUMBING | NULL | NULL | NULL | NULL | 0 | 0 | 0 | 0 | 0 | 0 | 0 | 0 | 0 | 0 | 0 | 0 | 0 | 0 | 0 | 0 | 0 | 0 | 0 | 0 | 0 | 0 | 0
154002012 | EA | EVERPURE EV953426 PREFILTER CARTRIDGE FOR E-20 HOUSING BY EVERPURE | PLUMBING | FILTERS | FILTERS | CENTRAL STORES | 0 | NULL | NULL | 0 | 0 | 0 | 0 | 0 | 0 | 0 | 0 | 0 | 0 | 0 | 0 | 0 | 0 | 0 | 0 | 0 | 0 | 0 | 0 | 0 | 0 | 0
154002014 | EA | EVERPURE 7FC CART 1PK | PLUMBING | FILTERS | FILTERS | CENTRAL STORES | 0 | NULL | NULL | 0 | 0 | 0 | 0 | 0 | 0 | 0 | 0 | 0 | 0 | 0 | 0 | 0 | 0 | 0 | 0 | 0 | 0 | 0 | 0 | 0 | 0 | 0
154002016 | EA | EVERPURE 9799-32 SS-IMF | PLUMBING | FILTERS | FILTERS | CENTRAL STORES | 0 | NULL | NULL | 0 | 0 | 0 | 0 | 0 | 0 | 0 | 0 | 0 | 0 | 0 | 0 | 0 | 0 | 0 | 0 | 0 | 0 | 0 | 0 | 0 | 0 | 0
1600001352 | PK | CONNECTOR, WIRE, KIT | ELECTRICAL | CONNECTORS | CONNECTORS | NULL | NULL | NULL | NULL | 0 | 0 | 0 | 0 | 0 | 0 | 0 | 0 | 0 | 0 | 0 | 0 | 0 | 0 | 0 | 0 | 0 | 0 | 0 | 0 | 0 | 0 | 0
1600001358 | EA | CONNECTOR, 3/4â€³, STR, L/T, (BRIDGEPORT #431-LT2) | ELECTRICAL | CONNECTORS | CONNECTORS | NULL | NULL | NULL | NULL | 0 | 0 | 0 | 0 | 0 | 0 | 0 | 0 | 0 | 0 | 0 | 0 | 0 | 0 | 0 | 0 | 0 | 0 | 0 | 0 | 0 | 0 | 0
1600001454 | EA | 52â€³ CEILING FAN (HUNTER) / 52â€³ CEILING FAN 5 BLADE BLACK HUNTER #23855 | LIGHTING | INDOOR FIXTURES | INDOOR FIXTURES | NULL | NULL | NULL | NULL | 0 | 0 | 0 | 0 | 0 | 0 | 0 | 0 | 0 | 0 | 0 | 0 | 0 | 0 | 0 | 0 | 0 | 0 | 0 | 0 | 0 | 0 | 0
1600001612 | EA | LAMP, REFLECTOR, FLOOD, 300W/130V (SYLVANIA 14798-1) R40 FF | LIGHTING | LAMPS | LAMPS | NULL | NULL | NULL | NULL | 0 | 0 | 0 | 0 | 0 | 0 | 0 | 0 | 0 | 0 | 0 | 0 | 0 | 0 | 0 | 0 | 0 | 0 | 0 | 0 | 0 | 0 | 0
1600001689 | EA | LAMP, METAL ARC, 1000W, CLEAR MOGUL (SYLVANIA 64469-0) M1000/U/BT37 | LIGHTING | LAMPS | LAMPS | NULL | NULL | NULL | NULL | 0 | 0 | 0 | 0 | 0 | 0 | 0 | 0 | 0 | 0 | 0 | 0 | 0 | 0 | 0 | 0 | 0 | 0 | 0 | 0 | 0 | 0 | 0
1600001706 | EA | LAMP, METAL HALIDE, 1500W, (BALLFIELD), CLEAR, MOGUL (PHILLIPS MH 1500W/U) | LIGHTING | LAMPS | LAMPS | NULL | NULL | NULL | NULL | 0 | 0 | 0 | 0 | 0 | 0 | 0 | 0 | 0 | 0 | 0 | 0 | 0 | 0 | 0 | 0 | 0 | 0 | 0 | 0 | 0 | 0 | 0
1600001712 | EA | LAMP, METAL HALIDE, 1000/MZ, (SLANTED) MUSCO #LA-10Z NO SUBSTITUTE | LIGHTING | LAMPS | LAMPS | NULL | NULL | NULL | NULL | 0 | 0 | 0 | 0 | 0 | 0 | 0 | 0 | 0 | 0 | 0 | 0 | 0 | 0 | 0 | 0 | 0 | 0 | 0 | 0 | 0 | 0 | 0
1600002000 | EA | LED RETROFIT KIT 277V (12/CS) / LED RETROFIT KIT 277V | TBD | TBD | TBD | NULL | NULL | NULL | NULL | 0 | 0 | 0 | 0 | 0 | 0 | 0 | 0 | 0 | 0 | 0 | 0 | 0 | 0 | 0 | 0 | 0 | 0 | 0 | 0 | 0 | 0 | 0
1600002023 | EA | STRAP, 2â€³, 28GA | HARDWARE | HANGARS | HANGARS | NULL | NULL | NULL | NULL | 0 | 0 | 0 | 0 | 0 | 0 | 0 | 0 | 0 | 0 | 0 | 0 | 0 | 0 | 0 | 0 | 0 | 0 | 0 | 0 | 0 | 0 | 0
1600002649 | EA | *REMOVED FROM STOCK, REPLACED BY 1600002349*, LAMP, FLUORESCENT LAMP 28W (T8) XL 48â€³ LG (36/CS) GE | LIGHTING | LAMPS | LAMPS | NULL | NULL | NULL | NULL | 0 | 0 | 0 | 0 | 0 | 0 | 0 | 0 | 0 | 0 | 0 | 0 | 0 | 0 | 0 | 0 | 0 | 0 | 0 | 0 | 0 | 0 | 0
1600002666 | EA | LAMP, METAL HALIDE, 400W, P/A, HID, M135 -MOGUL -CLR (ENG. FIELD LAB) | LIGHTING | LAMPS | LAMPS | NULL | NULL | NULL | NULL | 0 | 0 | 0 | 0 | 0 | 0 | 0 | 0 | 0 | 0 | 0 | 0 | 0 | 0 | 0 | 0 | 0 | 0 | 0 | 0 | 0 | 0 | 0
1600002669 | EA | MAXLITE CHLORIDE EMER LIGHT FIXTURE (KNIGHT SHIFT) / MAXLITE CHLORIDE EMER LIGHT FIXTURE (KNIGHT SHIFT) | TBD | TBD | TBD | NULL | NULL | NULL | NULL | 0 | 0 | 0 | 0 | 0 | 0 | 0 | 0 | 0 | 0 | 0 | 0 | 0 | 0 | 0 | 0 | 0 | 0 | 0 | 0 | 0 | 0 | 0
1600002851 | EA | BUSHING, 3/4â€³ CONDUIT GROUNDING BUSHING (GRAINGER PART #3LN51) | ELECTRICAL | CONDUIT | CONDUIT | NULL | NULL | NULL | NULL | 0 | 0 | 0 | 0 | 0 | 0 | 0 | 0 | 0 | 0 | 0 | 0 | 0 | 0 | 0 | 0 | 0 | 0 | 0 | 0 | 0 | 0 | 0
1600003033 | EA | SWITCH, SPEC 3W, 20A 120/277V, IV | ELECTRICAL | SWITCHES | SWITCHES | NULL | NULL | NULL | NULL | 0 | 0 | 0 | 0 | 0 | 0 | 0 | 0 | 0 | 0 | 0 | 0 | 0 | 0 | 0 | 0 | 0 | 0 | 0 | 0 | 0 | 0 | 0
1600003034 | EA | SWITCH, SPEC 3W, 20A 120/277V, GY | ELECTRICAL | SWITCHES | SWITCHES | NULL | NULL | NULL | NULL | 0 | 0 | 0 | 0 | 0 | 0 | 0 | 0 | 0 | 0 | 0 | 0 | 0 | 0 | 0 | 0 | 0 | 0 | 0 | 0 | 0 | 0 | 0
1600003035 | EA | SWITCH, SPEC 3W, 20A 120/277V, BR | ELECTRICAL | SWITCHES | SWITCHES | NULL | NULL | NULL | NULL | 0 | 0 | 0 | 0 | 0 | 0 | 0 | 0 | 0 | 0 | 0 | 0 | 0 | 0 | 0 | 0 | 0 | 0 | 0 | 0 | 0 | 0 | 0
1600003037 | EA | SWITCH, DECO, SER SP, 20A 120/277V, IV | ELECTRICAL | SWITCHES | SWITCHES | NULL | NULL | NULL | NULL | 0 | 0 | 0 | 0 | 0 | 0 | 0 | 0 | 0 | 0 | 0 | 0 | 0 | 0 | 0 | 0 | 0 | 0 | 0 | 0 | 0 | 0 | 0
1600003038 | EA | SWITCH, DECO,SER SP, 20A 120/277V, GY | ELECTRICAL | SWITCHES | SWITCHES | NULL | NULL | NULL | NULL | 0 | 0 | 0 | 0 | 0 | 0 | 0 | 0 | 0 | 0 | 0 | 0 | 0 | 0 | 0 | 0 | 0 | 0 | 0 | 0 | 0 | 0 | 0
1600003039 | EA | SWITCH, DECO, SER SP, 20A 120/277V, BR | ELECTRICAL | SWITCHES | SWITCHES | NULL | NULL | NULL | NULL | 0 | 0 | 0 | 0 | 0 | 0 | 0 | 0 | 0 | 0 | 0 | 0 | 0 | 0 | 0 | 0 | 0 | 0 | 0 | 0 | 0 | 0 | 0
1600003041 | EA | SWITCH, DECO, SER, 3W 20A 120/277V, IV | ELECTRICAL | SWITCHES | SWITCHES | NULL | NULL | NULL | NULL | 0 | 0 | 0 | 0 | 0 | 0 | 0 | 0 | 0 | 0 | 0 | 0 | 0 | 0 | 0 | 0 | 0 | 0 | 0 | 0 | 0 | 0 | 0
1600003042 | EA | SWITCH, DECO, SER, 3W 20A 120/277V, GY | ELECTRICAL | SWITCHES | SWITCHES | NULL | NULL | NULL | NULL | 0 | 0 | 0 | 0 | 0 | 0 | 0 | 0 | 0 | 0 | 0 | 0 | 0 | 0 | 0 | 0 | 0 | 0 | 0 | 0 | 0 | 0 | 0
1600003043 | EA | SWITCH, DECO, SER, 3W 20A 120/277V, BR | ELECTRICAL | SWITCHES | SWITCHES | NULL | NULL | NULL | NULL | 0 | 0 | 0 | 0 | 0 | 0 | 0 | 0 | 0 | 0 | 0 | 0 | 0 | 0 | 0 | 0 | 0 | 0 | 0 | 0 | 0 | 0 | 0
1600003044 | EA | RECEPTACLE, DUP, COMM GRD, 20A 125V, 5-20R, GY | ELECTRICAL | RECEPTACLES | RECEPTACLES | NULL | NULL | NULL | NULL | 0 | 0 | 0 | 0 | 0 | 0 | 0 | 0 | 0 | 0 | 0 | 0 | 0 | 0 | 0 | 0 | 0 | 0 | 0 | 0 | 0 | 0 | 0
7220-CARPET TILE-0001 | EA | CARPET TILE / BENTLEY DRUMLINE 404325 MASCOTMANUFACTURER: BENTLEYUSED: MILLICAN HALL / BLDG 0001 / SUITE 110 | ATTIC STOCK | FLOORING | CARPET | NULL | NULL | NULL | NULL | 0 | 0 | 0 | 0 | 0 | 0 | 0 | 0 | 0 | 0 | 0 | 0 | 0 | 0 | 0 | 0 | 0 | 0 | 0 | 0 | 0 | 0 | 0
7220-COVE BASE-0001 | EA | VINYL COVE BASEMANUFACTURER - ROPPEUSED: MILLICAN HALL / BLDG 0001 / SUITE 110 | ATTIC STOCK | FLOORING | COVEBASE | NULL | NULL | NULL | NULL | 0 | 0 | 0 | 0 | 0 | 0 | 0 | 0 | 0 | 0 | 0 | 0 | 0 | 0 | 0 | 0 | 0 | 0 | 0 | 0 | 0 | 0 | 0
CS-HVAC-0100-001 | EA | CONTROL BOARD PN: CNT08175HEAT PUMP, CU-5 | HVAC | HEAT PUMPS | CONTROLS | CRIT SPARES FO | 0 | NULL | NULL | 0 | 0 | 0 | 0 | 0 | 0 | 0 | 0 | 0 | 0 | 0 | 0 | 0 | 0 | 0 | 0 | 0 | 0 | 0 | 0 | 0 | 0 | 0
CS-PLUMBING-0001-001 | EA | PUMP, SEWAGE EJECTOR : CAST IRON, SINGLE PHASE, 1/2 HP, 115V AC, 2 IN MAX. DIA. SOLIDS, 14.50 AMPMFR. MODEL WS0511BHF | PUMPS | SUMP PUMPS | SUMP PUMPS | CRIT SPARES FO | 0 | NULL | NULL | 0 | 0 | 0 | 0 | 0 | 0 | 0 | 0 | 0 | 0 | 0 | 0 | 0 | 0 | 0 | 0 | 0 | 0 | 0 | 0 | 0 | 0 | 0
TRADE CART | EA | TRADE CART / SERVICE BENCH, 750 LB CAPACITY (GRAINGER PART #1FD48) | HANDLING EQUIP | CARTS | CARTS | NULL | NULL | NULL | NULL | 0 | 0 | 0 | 0 | 0 | 0 | 0 | 0 | 0 | 0 | 0 | 0 | 0 | 0 | 0 | 0 | 0 | 0 | 0 | 0 | 0 | 0 | 0

## SQL
SELECT i.part AS stock_id, i.inv_uom AS stock_uom, REPLACE(REPLACE(i.description, '\"', '″'), CHAR(13,10), '') AS stock_id_desc, i.inv_class AS stock_id_class, i.comm_code AS stock_id_commodity, i.inv_item AS stock_id_item, wl.warehouse AS stock_warehouse, wl.whse_cost AS stock_unit_cost, wl.whse_qty AS stock_qty, (wl.whse_cost * wl.whse_qty) AS stock_extended_cost, -- Monthly parts processed from July 2024 to current month SUM(CASE WHEN DATE_FORMAT(c.trans_date, '%Y-%m') = '2024-07' THEN cd.trans_qty ELSE 0 END) AS qty_2024_07, SUM(CASE WHEN DATE_FORMAT(c.trans_date, '%Y-%m') = '2024-08' THEN cd.trans_qty ELSE 0 END) AS qty_2024_08, SUM(CASE WHEN DATE_FORMAT(c.trans_date, '%Y-%m') = '2024-09' THEN cd.trans_qty ELSE 0 END) AS qty_2024_09, SUM(CASE WHEN DATE_FORMAT(c.trans_date, '%Y-%m') = '2024-10' THEN cd.trans_qty ELSE 0 END) AS qty_2024_10, SUM(CASE WHEN DATE_FORMAT(c.trans_date, '%Y-%m') = '2024-11' THEN cd.trans_qty ELSE 0 END) AS qty_2024_11, SUM(CASE WHEN DATE_FORMAT(c.trans_date, '%Y-%m') = '2024-12' THEN cd.trans_qty ELSE 0 END) AS qty_2024_12, SUM(CASE WHEN DATE_FORMAT(c.trans_date, '%Y-%m') = '2025-01' THEN cd.trans_qty ELSE 0 END) AS qty_2025_01, SUM(CASE WHEN DATE_FORMAT(c.trans_date, '%Y-%m') = '2025-02' THEN cd.trans_qty ELSE 0 END) AS qty_2025_02, SUM(CASE WHEN DATE_FORMAT(c.trans_date, '%Y-%m') = '2025-03' THEN cd.trans_qty ELSE 0 END) AS qty_2025_03, SUM(CASE WHEN DATE_FORMAT(c.trans_date, '%Y-%m') = '2025-04' THEN cd.trans_qty ELSE 0 END) AS qty_2025_04, SUM(CASE WHEN DATE_FORMAT(c.trans_date, '%Y-%m') = '2025-05' THEN cd.trans_qty ELSE 0 END) AS qty_2025_05, SUM(CASE WHEN DATE_FORMAT(c.trans_date, '%Y-%m') = '2025-06' THEN cd.trans_qty ELSE 0 END) AS qty_2025_06, SUM(CASE WHEN DATE_FORMAT(c.trans_date, '%Y-%m') = '2025-07' THEN cd.trans_qty ELSE 0 END) AS qty_2025_07, SUM(CASE WHEN DATE_FORMAT(c.trans_date, '%Y-%m') = '2025-08' THEN cd.trans_qty ELSE 0 END) AS qty_2025_08, SUM(CASE WHEN DATE_FORMAT(c.trans_date, '%Y-%m') = '2025-09' THEN cd.trans_qty ELSE 0 END) AS qty_2025_09, SUM(CASE WHEN DATE_FORMAT(c.trans_date, '%Y-%m') = '2025-10' THEN cd.trans_qty ELSE 0 END) AS qty_2025_10, SUM(CASE WHEN DATE_FORMAT(c.trans_date, '%Y-%m') = '2025-11' THEN cd.trans_qty ELSE 0 END) AS qty_2025_11, SUM(CASE WHEN DATE_FORMAT(c.trans_date, '%Y-%m') = '2025-12' THEN cd.trans_qty ELSE 0 END) AS qty_2025_12, SUM(CASE WHEN DATE_FORMAT(c.trans_date, '%Y-%m') = '2026-01' THEN cd.trans_qty ELSE 0 END) AS qty_2026_01, SUM(CASE WHEN DATE_FORMAT(c.trans_date, '%Y-%m') = '2026-02' THEN cd.trans_qty ELSE 0 END) AS qty_2026_02, SUM(CASE WHEN DATE_FORMAT(c.trans_date, '%Y-%m') = '2026-03' THEN cd.trans_qty ELSE 0 END) AS qty_2026_03, SUM(CASE WHEN DATE_FORMAT(c.trans_date, '%Y-%m') = '2026-04' THEN cd.trans_qty ELSE 0 END) AS qty_2026_04, SUM(CASE WHEN DATE_FORMAT(c.trans_date, '%Y-%m') = '2026-05' THEN cd.trans_qty ELSE 0 END) AS qty_2026_05 FROM ae_i_inv_e i LEFT JOIN ae_i_inv_w wl ON i.part = wl.part AND i.multitenant_id = wl.multitenant_id LEFT JOIN ae_i_release_d cd ON i.part = cd.part AND i.multitenant_id = cd.multitenant_id LEFT JOIN ae_i_release_e c ON cd.trans_num = c.trans_num AND cd.multitenant_id = c.multitenant_id AND c.trans_date between '2024-07-01' AND sysdate() WHERE i.multitenant_id = 3 AND i.active = 'Y' GROUP BY i.part, i.inv_uom, i.description, i.inv_class, i.comm_code, i.inv_item, wl.warehouse, wl.whse_cost, wl.whse_qty ORDER BY i.part;